## bus
name | description | baseKV | type | zone
AA_I_Z_110 | Ardnacrusha_110kV | 110 | 1 | ROI
AA1_I_Z_110 | Ardnacrusha_110kV | 110 | 1 | ROI
AD_I_Z_110 | Aghada_110kV | 110 | 1 | ROI
AD_I_Z_220 | Aghada_220kV | 220 | 1 | ROI
ADM_I_Z_110 | Adamstown_110kV | 110 | 1 | ROI
AGH_N_Z_110 | Aghyoule_110kV | 110 | 1 | NI
AGH_N_Z_33 | Aghyoule_33kV | 33 | 1 | NI
AGL_I_Z_110 | Agannygal_110kV | 110 | 1 | ROI
AGN_I_Z_110 | Aungierstown_110kV | 110 | 1 | ROI
AHA_I_Z_110 | Ahane_110kV | 110 | 1 | ROI
AIR_N_Z_110 | Airport Road_110kV | 110 | 1 | NI
AIR_N_Z_33 | Airport Road_33kV | 33 | 1 | NI
ANR_I_Z_110 | Anner_110kV | 110 | 1 | ROI
ANT_N_Z_110 | Antrim_110kV | 110 | 1 | NI
ANT_N_Z_33 | Antrim_33kV | 33 | 1 | NI
ARD_I_Z_110 | Ardnagappary_110kV | 110 | 1 | ROI
ARI_I_T_110 | Arigna_110kV_Tee | 110 | 1 | ROI
ARI_I_Z_110 | Arigna_110kV | 110 | 1 | ROI
ARK_I_Z_110 | Arklow_110kV | 110 | 1 | ROI
ARK_I_Z_220 | Arklow_220kV | 220 | 1 | ROI
ART_I_Z_110 | Artane_110kV | 110 | 1 | ROI
ARV_I_Z_110 | Arva_110kV | 110 | 1 | ROI
ATE_I_Z_110 | Athea_110kV | 110 | 1 | ROI
ATH_I_Z_110 | Athlone_110kV | 110 | 1 | ROI
ATN_I_Z_110 | Airton_110kV | 110 | 1 | ROI
ATY_I_Z_110 | Athy_110kV | 110 | 1 | ROI
AUG_I_Z_110 | Aughinish_110kV | 110 | 1 | ROI
BAL_I_Z_110 | Baltrasna_110kV | 110 | 1 | ROI
BAN_I_Z_110 | Bandon_110kV | 110 | 1 | ROI
BAN_N_Z_110 | Banbridge_110kV | 110 | 1 | NI
BAN_N_Z_33 | Banbridge_33kV | 33 | 1 | NI
BAR_I_T_110 | Barrymore_110kV_Tee | 110 | 1 | ROI
BAR_I_Z_110 | Barrymore_110kV | 110 | 1 | ROI
BCT_I_Z_110 | Bancroft_110kV | 110 | 1 | ROI
BDA_I_Z_110 | Baroda_110kV | 110 | 1 | ROI
BDN_I_Z_110 | Ballydine_110kV | 110 | 1 | ROI
BEG_I_Z_110 | Ballybeg_110kV | 110 | 1 | ROI
BGH_I_Z_110 | Boggeragh_110kV | 110 | 1 | ROI
BGN_I_Z_110 | Bogtown_110kV | 110 | 1 | ROI
BGT_I_Z_110 | Ballyragget_110kV | 110 | 1 | ROI
BIN_I_Z_110 | Binbane_110kV | 110 | 1 | ROI
BK_I_Z_110 | Bellacorick_110kV | 110 | 1 | ROI
BKM_I_Z_110 | Bunkimalta_110kV | 110 | 1 | ROI
BKT_I_Z_110 | Bunkimalta_110kV | 110 | 1 | ROI
BKY_I_Z_110 | Barnakyle_110kV | 110 | 1 | ROI
BLA_I_Z_110 | Blackrock_110kV | 110 | 1 | ROI
BLC_I_Z_110 | Belcamp_110kV | 110 | 1 | ROI
BLC_I_Z_220 | Belcamp_220kV | 220 | 1 | ROI
BLI_I_Z_110 | Ballylickey_110kV | 110 | 1 | ROI
BLK_I_Z_110 | Blake_110kV | 110 | 1 | ROI
BLU_I_Z_110 | Blundelstown_110kV | 110 | 1 | ROI
BMA_N_Z_110 | Ballymena_110kV | 110 | 1 | NI
BMA_N_Z_33 | Ballymena_33kV | 33 | 1 | NI
BNH_N_Z_110 | Ballynahinch_110kV | 110 | 1 | NI
BNH_N_Z_33 | Ballynahinch_33kV | 33 | 1 | NI
BNM_N_Z_110 | Belfast North_110kV | 110 | 1 | NI
BNM_N_Z_33 | Belfast North_33kV | 33 | 1 | NI
BOG_I_Z_110 | Banoge_110kV | 110 | 1 | ROI
BOL_I_Z_110 | Booltiagh_110kV | 110 | 1 | ROI
BPS_N_Z_110 | Ballylumford Power Station_110kV | 110 | 1 | NI
BPS_N_Z_275 | Ballylumford Power Station_275kV | 275 | 1 | NI
BRI_I_Z_110 | Brinny_110kV | 110 | 1 | ROI
BRO_N_Z_110 | Brockaghboy_110kV | 110 | 1 | NI
BRO_N_Z_33 | Brockaghboy_33kV | 33 | 1 | NI
BRY_I_Z_110 | Barnahely_110kV | 110 | 1 | ROI
BTN_I_Z_220 | Bracetown_220kV | 220 | 1 | ROI
BUF_I_Z_110 | Buffy_110kV | 110 | 1 | ROI
BUT_I_Z_110 | Butlerstown_110kV | 110 | 1 | ROI
BVG_N_Z_110 | Ballyvallagh_110kV | 110 | 1 | NI
BVK_I_Z_110 | Ballyvouskill_110kV | 110 | 1 | ROI
BVK_I_Z_220 | Ballyvouskill_220kV | 220 | 1 | ROI
BWR_I_Z_110 | Ballywater_110kV | 110 | 1 | ROI
BYC_N_Z_275 | Ballycronan More (Moyle)_275kV | 275 | 1 | NI
BYH_I_Z_110 | Ballynahulla_110kV | 110 | 1 | ROI
BYH_I_Z_220 | Ballynahulla_220kV | 220 | 1 | ROI
CAB_I_Z_110 | Cabra_110kV | 110 | 1 | ROI
CAD_Y_Z_110 | #Not Solved Yet_110kV | 110 | 1 | Y
CAH_I_Z_110 | Cahir_110kV | 110 | 1 | ROI
CAR_N_Z_110 | Carnmoney_110kV | 110 | 1 | NI
CAR_N_Z_33 | Carnmoney_33kV | 33 | 1 | NI
CAS_N_Z_110 | Castlereagh_110kV | 110 | 1 | NI
CAS_N_Z_275 | Castlereagh_275kV | 275 | 1 | NI
CBG_I_Z_110 | Carrowbeg_110kV | 110 | 1 | ROI
CBL_I_Z_110 | Cloghboola_110kV | 110 | 1 | ROI
CBR_I_Z_110 | Castlebar_110kV | 110 | 1 | ROI
CBT_I_Z_110 | Castlebagot_110kV | 110 | 1 | ROI
CBT_I_Z_220 | Castlebagot_220kV | 220 | 1 | ROI
CD_I_Z_110 | Carrigadrohid_110kV | 110 | 1 | ROI
CDK_I_Z_110 | Castledockrill_110kV | 110 | 1 | ROI
CDL_I_Z_110 | Cordal_110kV | 110 | 1 | ROI
CDN_I_Z_110 | Carrigdangan_110kV | 110 | 1 | ROI
CDU_I_Z_110 | Corduff_110kV | 110 | 1 | ROI
CDU_I_Z_220 | Corduff_220kV | 220 | 1 | ROI
CDY_I_Z_110 | Corderry_110kV | 110 | 1 | ROI
CEN_N_Z_110 | Belfast Central_110kV | 110 | 1 | NI
CEN_N_Z_33 | Belfast Central_33kV | 33 | 1 | NI
CF_I_Z_110 | Cathaleen’s Fall_110kV | 110 | 1 | ROI
CFD_I_Z_110 | Clonfad_110kV | 110 | 1 | ROI
CFM_I_Z_110 | Castlefarm_110kV | 110 | 1 | ROI
CGL_I_Z_110 | Coomagearlah_110kV | 110 | 1 | ROI
CGW_I_Z_110 | Croagh West_110kV | 110 | 1 | ROI
CHA_I_Z_110 | Charleville_110kV | 110 | 1 | ROI
CHE_I_Z_110 | Cherrywood_110kV | 110 | 1 | ROI
CKG_I_Z_110 | Corkagh_110kV | 110 | 1 | ROI
CKL_Y_Z_110 | #Not Solved Yet_110kV | 110 | 1 | Y
CKM_I_Z_110 | Carrickmines_110kV | 110 | 1 | ROI
CKM_I_Z_220 | Carrickmines_220kV | 220 | 1 | ROI
CKN_I_Z_110 | Clonkeen_110kV | 110 | 1 | ROI
CL_I_Z_110 | Cliff_110kV | 110 | 1 | ROI
CLA_I_Z_110 | Clashavoon_110kV | 110 | 1 | ROI
CLA_I_Z_220 | Clashavoon_220kV | 220 | 1 | ROI
CLE_I_Z_220 | Clonee_220kV | 220 | 1 | ROI
CLG_I_Z_110 | Cloghran_110kV | 110 | 1 | ROI
CLH_I_Z_110 | Clahane_110kV | 110 | 1 | ROI
CLN_I_Z_110 | Cloon_110kV | 110 | 1 | ROI
CLO_I_Z_110 | Clogher_110kV | 110 | 1 | ROI
CLU_I_Z_110 | Clutterland_110kV | 110 | 1 | ROI
CLW_I_Z_110 | Carlow_110kV | 110 | 1 | ROI
CNB_I_Z_380 | Coolnabacky_380kV | 330 | 1 | ROI
CNB_I_Z_110 | Coolnabacky_110kV | 110 | 1 | ROI
CNG_I_Z_110 | Coolnanoonag_110kV | 110 | 1 | ROI
COL_I_Z_110 | College Park_110kV | 110 | 1 | ROI
COL_N_Z_110 | Coleraine_110kV | 110 | 1 | NI
COL_N_Z_33 | Coleraine_33kV | 33 | 1 | NI
COO_I_Z_110 | Cookstown_110kV | 110 | 1 | ROI
COR_I_Z_110 | Corraclassy_110kV | 110 | 1 | ROI
COS_I_Z_110 | Carrick-on-Shannon_110kV | 110 | 1 | ROI
COW_I_Z_110 | Cow Cross_110kV | 110 | 1 | ROI
CPK_I_Z_110 | Central Park_110kV | 110 | 1 | ROI
CPS_N_Z_110 | Coolkeeragh Power Station_110kV | 110 | 1 | NI
CPS_N_Z_275 | Coolkeeragh Power Station_275kV | 275 | 1 | NI
CPS_N_Z_33 | Coolkeeragh Power Station_33kV | 33 | 1 | NI
CRA_I_Z_110 | Crane_110kV | 110 | 1 | ROI
CRD_I_Z_110 | Croaghonagh_110kV | 110 | 1 | ROI
CRE_N_Z_110 | Cregagh_110kV | 110 | 1 | NI
CRE_N_Z_33 | Cregagh_33kV | 33 | 1 | NI
CRG_N_Z_110 | Creagh_110kV | 110 | 1 | NI
CRG_N_Z_33 | Creagh_33kV | 33 | 1 | NI
CRM_I_Z_110 | Cromcastle_110kV | 110 | 1 | ROI
CRO_I_Z_110 | Coolroe_110kV | 110 | 1 | ROI
CRR_N_Z_110 | Curragha_110kV | 110 | 1 | NI
CRR_N_Z_33 | Curragha_33kV | 33 | 1 | NI
CSH_I_Z_110 | Cashla_110kV | 110 | 1 | ROI
CSH_I_Z_220 | Cashla_220kV | 220 | 1 | ROI
CTG_I_Z_110 | Coomataggart_110kV | 110 | 1 | ROI
CTN_I_Z_110 | Cauteen_110kV | 110 | 1 | ROI
CTY_I_Z_110 | City West_110kV | 110 | 1 | ROI
CUL_I_Z_110 | Cullenagh_110kV | 110 | 1 | ROI
CUL_I_Z_220 | Cullenagh_220kV | 220 | 1 | ROI
CUN_I_Z_110 | Cunghill_110kV | 110 | 1 | ROI
CUR_I_Z_110 | Cureeny_110kV | 110 | 1 | ROI
CUS_I_Z_110 | Cushaling_110kV | 110 | 1 | ROI
CVW_I_Z_110 | Castleview_110kV | 110 | 1 | ROI
DAL_I_T_110 | Dallow_110kV_Tee | 110 | 1 | ROI
DAL_I_Z_110 | Dallow_110kV | 110 | 1 | ROI
DDK_I_Z_110 | Dundalk_110kV | 110 | 1 | ROI
DEE_I_Z_110 | Deenes_110kV | 110 | 1 | ROI
DER_I_Z_110 | Derryiron_110kV | 110 | 1 | ROI
DEY_I_Z_110 | Derrycarney_110kV | 110 | 1 | ROI
DFR_I_T_110 | Dunfirth_110kV_Tee | 110 | 1 | ROI
DFR_I_Z_110 | Dunfirth_110kV | 110 | 1 | ROI
DGN_I_Z_110 | Dungarvan_110kV | 110 | 1 | ROI
DKL_I_Z_110 | #Not Solved Yet_110kV | 110 | 1 | ROI
DLT_I_Z_110 | Dalton_110kV | 110 | 1 | ROI
DMY_I_Z_110 | Dunmanway_110kV | 110 | 1 | ROI
DON_N_Z_110 | Donegall_110kV | 110 | 1 | NI
DON_N_Z_33 | Donegall_33kV | 33 | 1 | NI
DOO_I_Z_110 | Doon_110kV | 110 | 1 | ROI
DRM_I_Z_110 | Drumkeen_110kV | 110 | 1 | ROI
DRO_I_Z_110 | Dromada_110kV | 110 | 1 | ROI
DRO_N_Z_110 | Dromore_110kV | 110 | 1 | NI
DRQ_N_Z_110 | Drumquin_110kV | 110 | 1 | NI
DRU_I_Z_110 | Drumline_110kV | 110 | 1 | ROI
DRU_N_Z_110 | Drumnakelly_110kV | 110 | 1 | NI
DRU_N_Z_33 | Drumnakelly_33kV | 33 | 1 | NI
DRY_I_Z_110 | Drybridge_110kV | 110 | 1 | ROI
DSN_I_Z_220 | Dunstown_220kV | 220 | 1 | ROI
DSN_I_Z_380 | Dunstown_380kV | 380 | 1 | ROI
DTN_I_Z_110 | Dardistown_110kV | 110 | 1 | ROI
DUN_N_Z_110 | Dungannon_110kV | 110 | 1 | NI
DUN_N_Z_33 | Dungannon_33kV | 33 | 1 | NI
DYN_I_Z_110 | Derrybrien_110kV | 110 | 1 | ROI
EDE_N_Z_110 | Eden_110kV | 110 | 1 | NI
EDE_N_Z_33 | Eden_33kV | 33 | 1 | NI
ENN_I_Z_110 | Ennis_110kV | 110 | 1 | ROI
ENN_N_Z_110 | Enniskillen_110kV | 110 | 1 | NI
ENN_N_Z_33 | Enniskillen_33kV | 33 | 1 | NI
FAS_I_Z_110 | Fassaroe_110kV | 110 | 1 | ROI
FIN_I_Z_110 | Finglas_110kV | 110 | 1 | ROI
FIN_I_Z_220 | Finglas_220kV | 220 | 1 | ROI
FIN_N_Z_110 | Finaghy_110kV | 110 | 1 | NI
FIN_N_Z_33 | Finaghy_33kV | 33 | 1 | NI
FLA_I_Z_110 | Flagford_110kV | 110 | 1 | ROI
FLA_I_Z_220 | Flagford_220kV | 220 | 1 | ROI
FRS_I_Z_110 | #Not Solved Yet_110kV | 110 | 1 | ROI
FTT_I_Z_110 | Fortunestown_110kV | 110 | 1 | ROI
GAE_I_Z_110 | Glanlee_110kV | 110 | 1 | ROI
GAL_I_Z_110 | Galway_110kV | 110 | 1 | ROI
GAN_I_Z_110 | Gallanstown_110kV | 110 | 1 | ROI
GCA_I_Z_110 | Grange Castle_110kV | 110 | 1 | ROI
GGO_I_Z_220 | Glanagow_220kV | 220 | 1 | ROI
GGT_I_Z_110 | Garrintaggart_110kV | 110 | 1 | ROI
GI_I_Z_110 | Great Island_110kV | 110 | 1 | ROI
GI_I_Z_220 | Great Island_220kV | 220 | 1 | ROI
GIL_I_Z_110 | Gilra_110kV | 110 | 1 | ROI
GLA_I_Z_110 | Glasmore_110kV | 110 | 1 | ROI
GLE_I_Z_110 | Glenlara_110kV | 110 | 1 | ROI
GLE_N_Z_110 | Glengormley_110kV | 110 | 1 | NI
GLE_N_Z_33 | Glengormley_33kV | 33 | 1 | NI
GLN_I_Z_110 | Glen_110kV | 110 | 1 | ROI
GLR_I_Z_110 | Glenree_110kV | 110 | 1 | ROI
LWN_I_Z_220 | Loughtown_220kV | 220 | 1 | ROI
GOL_I_T_110 | Golagh_110kV_Tee | 110 | 1 | ROI
GOL_I_Z_110 | Golagh_110kV | 110 | 1 | ROI
GOR_I_Z_110 | Gorman_110kV | 110 | 1 | ROI
GOR_I_Z_220 | Gorman_220kV | 220 | 1 | ROI
GOR_N_Z_110 | Gorman_110kV | 110 | 1 | NI
GOR_N_Z_33 | Gorman_33kV | 33 | 1 | NI
GRA_I_Z_110 | Grange_110kV | 110 | 1 | ROI
GRH_I_Z_110 | Garballagh_110kV | 110 | 1 | ROI
GRI_I_T_110 | Griffinrath_110kV_Tee | 110 | 1 | ROI
GRI_I_Z_110 | Griffinrath_110kV | 110 | 1 | ROI
GRO_I_Z_110 | Garrow_110kV | 110 | 1 | ROI
GRV_I_Z_110 | Garvagh_110kV | 110 | 1 | ROI
GWE_I_Z_110 | Gortawee_110kV | 110 | 1 | ROI
HAN_N_Z_110 | Hannastown_110kV | 110 | 1 | NI
HAN_N_Z_275 | Hannastown_275kV | 275 | 1 | NI
HAR_I_Z_110 | Harolds Cross_110kV | 110 | 1 | ROI
HEU_I_Z_110 | Heuston Square_110kV | 110 | 1 | ROI
HN_I_Z_220 | Huntstown_220kV | 220 | 1 | ROI
HWN_I_Z_110 | Harristown_110kV | 110 | 1 | ROI
IA_I_Z_110 | Inniscarra_110kV | 110 | 1 | ROI
IKE_I_T_110 | Ikerrin_110kV_Tee | 110 | 1 | ROI
IKE_I_Z_110 | Ikerrin_110kV | 110 | 1 | ROI
INC_I_Z_110 | Inchicore_110kV | 110 | 1 | ROI
INC_I_Z_220 | Inchicore_220kV | 220 | 1 | ROI
ISH_I_Z_220 | Irishtown_220kV | 220 | 1 | ROI
KBY_I_Z_110 | Kilbarry_110kV | 110 | 1 | ROI
KCR_I_Z_110 | Knockacummer_110kV | 110 | 1 | ROI
KCY_I_Z_110 | Kilcarbery_110kV | 110 | 1 | ROI
KEL_N_Z_110 | Kells_110kV | 110 | 1 | NI
KEL_N_Z_275 | Kells_275kV | 275 | 1 | NI
KER_I_Z_110 | Knockearagh_110kV | 110 | 1 | ROI
KHL_I_Z_110 | Kill Hill_110kV | 110 | 1 | ROI
KIN_I_Z_110 | Kinnegad_110kV | 110 | 1 | ROI
KKY_I_Z_110 | Kilkenny_110kV | 110 | 1 | ROI
KLH_I_Z_110 | Knockalough_110kV | 110 | 1 | ROI
KLM_I_Z_110 | Kilmore_110kV | 110 | 1 | ROI
KLN_I_Z_110 | Killonan_110kV | 110 | 1 | ROI
KLN_I_Z_220 | Killonan_220kV | 220 | 1 | ROI
KLP_I_Z_110 | #Not Solved Yet_110kV | 110 | 1 | ROI
KLP_I_Z_220 | #Not Solved Yet_220kV | 220 | 1 | ROI
KLS_I_Z_110 | Kellis_110kV | 110 | 1 | ROI
KLS_I_Z_220 | Kellis_220kV | 220 | 1 | ROI
KMT_N_Z_110 | Killymallaght_110kV | 110 | 1 | NI
KMT_N_Z_33 | Killymallaght_33kV | 33 | 1 | NI
KNO_N_Z_110 | Knock_110kV | 110 | 1 | NI
KNO_N_Z_33 | Knock_33kV | 33 | 1 | NI
KNR_I_Z_110 | Knockanure_110kV | 110 | 1 | ROI
KNR_I_Z_220 | Knockanure_220kV | 220 | 1 | ROI
KNY_I_Z_110 | Knockranny_110kV | 110 | 1 | ROI
KPG_I_Z_110 | Kilpaddoge_110kV | 110 | 1 | ROI
KPG_I_Z_220 | Kilpaddoge_220kV | 220 | 1 | ROI
KPS_N_Z_275 | Kilroot Power Station_275kV | 275 | 1 | NI
KRA_I_Z_110 | Knockraha_110kV | 110 | 1 | ROI
KRA_I_Z_220 | Knockraha_220kV | 220 | 1 | ROI
KSE_I_Z_110 | Kishoge_110kV | 110 | 1 | ROI
KTL_I_Z_110 | Kilteel_110kV | 110 | 1 | ROI
KTN_I_Z_110 | Killoteran_110kV | 110 | 1 | ROI
KUD_I_Z_110 | Kilmahud_110kV | 110 | 1 | ROI
KUR_I_Z_110 | Knockumber_110kV | 110 | 1 | ROI
KYT_I_Z_220 | Kellystown_220kV | 220 | 1 | ROI
LA_I_Z_110 | Lanesboro_110kV | 110 | 1 | ROI
LAR_N_Z_110 | Larne_110kV | 110 | 1 | NI
LAR_N_Z_33 | Larne_33kV | 33 | 1 | NI
LCK_I_Z_110 | Lickny_110kV | 110 | 1 | ROI
LET_I_Z_110 | Letterkenny_110kV | 110 | 1 | ROI
LGT_I_Z_110 | Lysaghtstown_110kV | 110 | 1 | ROI
LIB_I_Z_110 | Liberty Street_110kV | 110 | 1 | ROI
LIM_I_Z_110 | Limerick_110kV | 110 | 1 | ROI
LIM_N_Z_110 | Limavady_110kV | 110 | 1 | NI
LIM_N_Z_33 | Limavady_33kV | 33 | 1 | NI
LIS_I_Z_110 | Lisdrum_110kV | 110 | 1 | ROI
LIS_N_Z_110 | Lisburn_110kV | 110 | 1 | NI
LIS_N_Z_33 | Lisburn_33kV | 33 | 1 | NI
LMR_N_Z_110 | Lisaghmore_110kV | 110 | 1 | NI
LMR_N_Z_33 | Lisaghmore_33kV | 33 | 1 | NI
LNA_I_Z_110 | Lenalea_110kV | 110 | 1 | ROI
LOG_N_Z_110 | Loguestown_110kV | 110 | 1 | NI
LOG_N_Z_33 | Loguestown_33kV | 33 | 1 | NI
LOU_I_Z_110 | Louth_110kV | 110 | 1 | ROI
LOU_I_Z_220 | Louth_220kV | 220 | 1 | ROI
LOU_I_Z_275 | Louth_275kV | 275 | 1 | ROI
LPT_I_Z_220 | Longpoint_220kV | 220 | 1 | ROI
LSA_I_Z_110 | Lislea_110kV | 110 | 1 | ROI
LSA_I_T_110 | Lislea_110kV_Tee | 110 | 1 | ROI
LSN_I_Z_110 | Lisheen_110kV | 110 | 1 | ROI
LWD_I_Z_110 | Lodgewood_110kV | 110 | 1 | ROI
LWD_I_Z_220 | Lodgewood_220kV | 220 | 1 | ROI
MAC_I_Z_110 | Macroom_110kV | 110 | 1 | ROI
MAG_N_Z_275 | Magherafelt_275kV | 275 | 1 | NI
MAL_I_Z_110 | Mallow_110kV | 110 | 1 | ROI
MAY_I_Z_110 | Maynooth_110kV | 110 | 1 | ROI
MAY_I_Z_220 | Maynooth_220kV | 220 | 1 | ROI
MCD_I_Z_110 | McDermott_110kV | 110 | 1 | ROI
MCE_I_Z_110 | Macetown_110kV | 110 | 1 | ROI
MEE_I_Z_110 | Meentycat_110kV | 110 | 1 | ROI
MEN_I_Z_110 | Monatooreen_110kV | 110 | 1 | ROI
MGT_I_Z_110 | Mulgeeth_110kV | 110 | 1 | ROI
MHL_I_Z_110 | Misery Hill_110kV | 110 | 1 | ROI
MID_I_Z_110 | Midleton_110kV | 110 | 1 | ROI
MIL_I_Z_110 | Milltown_110kV | 110 | 1 | ROI
MKL_N_Z_110 | Magherakeel Cluster_110kV | 110 | 1 | NI
MKL_N_Z_33 | Magherakeel Cluster_33kV | 33 | 1 | NI
MLC_I_Z_110 | Mountlucas_110kV | 110 | 1 | ROI
MLN_I_Z_110 | Mullagharlin_110kV | 110 | 1 | ROI
MNH_I_Z_110 | Metro North_110kV | 110 | 1 | ROI
MON_I_Z_110 | Monread_110kV | 110 | 1 | ROI
MOY_I_Z_110 | Moy_110kV | 110 | 1 | ROI
MP_I_Z_110 | Moneypoint_110kV | 110 | 1 | ROI
MP_I_Z_220 | Moneypoint_220kV | 220 | 1 | ROI
MP_I_Z_380 | Moneypoint_380kV | 380 | 1 | ROI
MR_I_Z_110 | Marina_110kV | 110 | 1 | ROI
MRY_I_Z_110 | Mulreavy_110kV | 110 | 1 | ROI
MTA_I_Z_110 | Metro Airport_110kV | 110 | 1 | ROI
MTH_I_Z_110 | Meath Hill_110kV | 110 | 1 | ROI
MTN_I_Z_110 | Moneteen_110kV | 110 | 1 | ROI
MUL_I_Z_110 | Mullingar_110kV | 110 | 1 | ROI
MUN_I_Z_110 | Mungret_110kV | 110 | 1 | ROI
NAN_I_Z_110 | Nangor_110kV | 110 | 1 | ROI
NAR_N_Z_110 | Newtownards_110kV | 110 | 1 | NI
NAR_N_Z_33 | Newtownards_33kV | 33 | 1 | NI
NAV_I_Z_110 | Navan_110kV | 110 | 1 | ROI
NBY_I_Z_110 | Newbury_110kV | 110 | 1 | ROI
NEN_I_Z_110 | Nenagh_110kV | 110 | 1 | ROI
NEW_I_Z_110 | Newbridge_110kV | 110 | 1 | ROI
NEW_N_Z_110 | Newry_110kV | 110 | 1 | NI
NEW_N_Z_33 | Newry_33kV | 33 | 1 | NI
NQS_I_Z_110 | North Quays_110kV | 110 | 1 | ROI
NW_I_Z_220 | North Wall_220kV | 220 | 1 | ROI
OBE_I_Z_110 | Oldbridge_110kV | 110 | 1 | ROI
OLD_I_Z_110 | Oldcourt_110kV | 110 | 1 | ROI
OMA_N_Z_110 | Omagh_110kV | 110 | 1 | NI
OMA_N_Z_33 | Omagh_33kV | 33 | 1 | NI
ONH_I_Z_110 | #Not Solved Yet_110kV | 110 | 1 | ROI
OST_I_Z_220 | Oldstreet_220kV | 220 | 1 | ROI
OST_I_Z_380 | Oldstreet_380kV | 380 | 1 | ROI
OUG_I_T_110 | Oughtragh_110kV_Tee | 110 | 1 | ROI
OUG_I_Z_110 | Oughtragh_110kV | 110 | 1 | ROI
PA_I_Z_110 | Pollaphuca_110kV | 110 | 1 | ROI
PB_I_Z_110 | Poolbeg_110kV | 110 | 1 | ROI
PB_I_Z_220 | Poolbeg_220kV | 220 | 1 | ROI
PLA_I_Z_110 | Platin_110kV | 110 | 1 | ROI
PLS_I_Z_110 | Portlaoise_110kV | 110 | 1 | ROI
POP_I_Z_110 | Poppintree_110kV | 110 | 1 | ROI
POT_I_Z_110 | Pottery Road_110kV | 110 | 1 | ROI
PPT_I_Z_110 | Philipstown_110kV | 110 | 1 | ROI
PRO_I_Z_220 | Prospect_220kV | 220 | 1 | ROI
PRT_I_Z_380 | Portan_380kV | 380 | 1 | ROI
PTN_I_Z_110 | Pelletstown_110kV | 110 | 1 | ROI
RAF_I_Z_110 | Rafef en_110kV | 110 | 1 | ROI
RAF_I_Z_220 | Rafef en_220kV | 220 | 1 | ROI
RAT_I_Z_110 | Rathkeale_110kV | 110 | 1 | ROI
RAT_N_Z_110 | Rathgael_110kV | 110 | 1 | NI
RAT_N_Z_33 | Rathgael_33kV | 33 | 1 | NI
RE_I_Z_110 | Ringsend_110kV | 110 | 1 | ROI
REM_I_Z_110 | Reamore_110kV | 110 | 1 | ROI
RIC_I_Z_110 | Richmond_110kV | 110 | 1 | ROI
RNW_I_Z_110 | Rinawade_110kV | 110 | 1 | ROI
ROP_I_Z_110 | Rosspile_110kV | 110 | 1 | ROI
ROS_N_Z_110 | Rosebank_110kV | 110 | 1 | NI
ROS_N_Z_33 | Rosebank_33kV | 33 | 1 | NI
RRU_I_Z_110 | Ratrussan_110kV | 110 | 1 | ROI
RSK_N_Z_110 | Rasharkin Cluster_110kV | 110 | 1 | NI
RSK_N_Z_33 | Rasharkin Cluster_33kV | 33 | 1 | NI
RSY_I_Z_110 | Ringaskiddy_110kV | 110 | 1 | ROI
RTO_I_Z_110 | Rathnaskillo_110kV | 110 | 1 | ROI
RYB_I_Z_110 | Ryebrook_110kV | 110 | 1 | ROI
SAL_I_Z_110 | Salthill_110kV | 110 | 1 | ROI
SBH_I_Z_110 | Snughborough_110kV | 110 | 1 | ROI
SCR_I_Z_110 | Screeb_110kV | 110 | 1 | ROI
SEE_I_Z_110 | #Not Solved Yet_110kV | 110 | 1 | ROI
SH_I_Z_110 | Shannonbridge_110kV | 110 | 1 | ROI
SH_I_Z_220 | Shannonbridge_220kV | 220 | 1 | ROI
SHE_I_Z_110 | Shelton Abbey_110kV | 110 | 1 | ROI
SHL_I_Z_220 | Shellybanks_220kV | 220 | 1 | ROI
SK_I_Z_110 | Sealrock_110kV | 110 | 1 | ROI
SKL_I_Z_110 | Shankill_110kV | 110 | 1 | ROI
SKY_I_Z_110 | Srahnakilly_110kV | 110 | 1 | ROI
SLB_I_Z_110 | Sliabh Bawn_110kV | 110 | 1 | ROI
SLC_I_Z_110 | Slievecallan_110kV | 110 | 1 | ROI
SLI_I_Z_110 | Sligo_110kV | 110 | 1 | ROI
SLK_N_Z_110 | Slieve Kirk_110kV | 110 | 1 | NI
SNG_I_Z_110 | Singland_110kV | 110 | 1 | ROI
SOM_I_T_110 | Somerset_110kV_Tee | 110 | 1 | ROI
SOM_I_Z_110 | Somerset_110kV | 110 | 1 | ROI
SOR_I_Z_110 | Sorne Hill_110kV | 110 | 1 | ROI
SPR_N_Z_110 | Springtown_110kV | 110 | 1 | NI
SPR_N_Z_33 | Springtown_33kV | 33 | 1 | NI
SRA_I_Z_110 | Srananagh_110kV | 110 | 1 | ROI
SRA_I_Z_220 | Srananagh_220kV | 220 | 1 | ROI
STR_I_T_110 | Stratford_110kV_Tee | 110 | 1 | ROI
STR_I_Z_110 | Stratford_110kV | 110 | 1 | ROI
STR_N_Z_110 | Strabane_110kV | 110 | 1 | NI
STR_N_Z_33 | Strabane_33kV | 33 | 1 | NI
SVN_I_Z_110 | Stevenstown_110kV | 110 | 1 | ROI
TAN_N_Z_110 | Tandragee_110kV | 110 | 1 | NI
TAN_N_Z_275 | Tandragee_275kV | 275 | 3 | NI
TAW_I_Z_110 | Tawnaghmore_110kV | 110 | 1 | ROI
TB_I_Z_110 | Tarbert_110kV | 110 | 1 | ROI
TB_I_Z_220 | Tarbert_220kV | 220 | 1 | ROI
TBG_I_Z_110 | Trabeg_110kV | 110 | 1 | ROI
TBK_I_T_110 | Tullabrack_110kV_Tee | 110 | 1 | ROI
TBK_I_Z_110 | Tullabrack_110kV | 110 | 1 | ROI
TEN_I_Z_110 | Timahoe_110kV | 110 | 1 | ROI
TH_I_Z_220 | Turlough Hill_220kV | 220 | 1 | ROI
THU_I_Z_110 | Thurles_110kV | 110 | 1 | ROI
TIP_I_Z_110 | Tipperary_110kV | 110 | 1 | ROI
TIV_I_Z_110 | Tievebrack_110kV | 110 | 1 | ROI
TLK_I_Z_110 | Trillick_110kV | 110 | 1 | ROI
TMN_N_Z_110 | Tamnamore_110kV | 110 | 1 | NI
TMN_N_Z_275 | Tamnamore_275kV | 275 | 1 | NI
TMN_N_Z_33 | Tamnamore_33kV | 33 | 1 | NI
TNY_I_Z_110 | #Not Solved Yet_110kV | 110 | 1 | ROI
TON_I_Z_110 | Tonroe_110kV | 110 | 1 | ROI
TRE_N_Z_110 | Tremoge Cluster_110kV | 110 | 1 | NI
TRE_N_Z_33 | Tremoge Cluster_33kV | 33 | 1 | NI
TRI_I_Z_110 | Trien_110kV | 110 | 1 | ROI
TRL_I_Z_110 | Tralee_110kV | 110 | 1 | ROI
TRN_I_Z_110 | Trinity_110kV | 110 | 1 | ROI
TSB_I_Z_110 | Thornsberry_110kV | 110 | 1 | ROI
TTU_I_Z_110 | Tullabeg_110kV | 110 | 1 | ROI
TYN_I_Z_220 | Tynagh_220kV | 220 | 1 | ROI
UGL_I_Z_110 | Uggool_110kV | 110 | 1 | ROI
WAR_N_Z_110 | Waringstown_110kV | 110 | 1 | NI
WAR_N_Z_33 | Waringstown_33kV | 33 | 1 | NI
WAT_I_Z_110 | Waterford_110kV | 110 | 1 | ROI
WBK_I_Z_110 | #Not Solved Yet_110kV | 110 | 1 | ROI
WEX_I_Z_110 | Wexford_110kV | 110 | 1 | ROI
WHE_I_Z_110 | #Not Solved Yet_110kV | 110 | 1 | ROI
WHI_I_Z_110 | Whitegate_110kV | 110 | 1 | ROI
WHO_I_Z_110 | Woodhouse_110kV | 110 | 1 | ROI
WOL_I_Z_110 | Wolfe Tone_110kV | 110 | 1 | ROI
WOO_I_Z_220 | Woodland_220kV | 220 | 1 | ROI
WOO_I_Z_260 | Woodland_260kV | 260 | 1 | ROI
WOO_I_Z_380 | Woodland_380kV | 380 | 1 | ROI

## demand
name | busname | real | stat | VOLL
AA_I_Z_110_PF0.993 | AA_I_Z_110 | 51.4 | 1 | 20000
AGH_N_Z_110_PF0.99 | AGH_N_Z_110 | 16.2 | 1 | 20000
AGN_I_Z_110_PF0.95 | AGN_I_Z_110 | 25.2 | 1 | 20000
AHA_I_Z_110_PF0.998 | AHA_I_Z_110 | 4.1 | 1 | 20000
AIR_N_Z_110_PF0.99 | AIR_N_Z_110 | 16.5 | 1 | 20000
ANR_I_Z_110_PF0.95 | ANR_I_Z_110 | 14 | 1 | 20000
ANT_N_Z_110_PF0.98 | ANT_N_Z_110 | 34.2 | 1 | 20000
ARD_I_Z_110_PF0.99 | ARD_I_Z_110 | 13 | 1 | 20000
ARI_I_T_110_PF0.998 | ARI_I_T_110 | 4.5 | 1 | 20000
ARK_I_Z_110_PF0.997 | ARK_I_Z_110 | 33.9 | 1 | 20000
ATH_I_Z_110_PF0.998 | ATH_I_Z_110 | 66.8 | 1 | 20000
ATY_I_Z_110_PF0.968 | ATY_I_Z_110 | 15.8 | 1 | 20000
BAL_I_Z_110_PF1 | BAL_I_Z_110 | 13.4 | 1 | 20000
BAN_I_Z_110_PF0.987 | BAN_I_Z_110 | 39.7 | 1 | 20000
BAN_N_Z_33_PF0.99 | BAN_N_Z_33 | 29.2 | 1 | 20000
BAR_I_T_110_PF1 | BAR_I_T_110 | 25.7 | 1 | 20000
BDA_I_Z_110_PF0.95 | BDA_I_Z_110 | 5.3 | 1 | 20000
BDN_I_Z_110_PF0.96 | BDN_I_Z_110 | 12.4 | 1 | 20000
BDN_I_Z_110_PF0.95 | BDN_I_Z_110 | 6 | 1 | 20000
BEG_I_Z_110_PF1 | BEG_I_Z_110 | 12.6 | 1 | 20000
BIN_I_Z_110_PF0.99 | BIN_I_Z_110 | 12.6 | 1 | 20000
BIN_I_Z_110_PF0.999 | BIN_I_Z_110 | 3.8 | 1 | 20000
BK_I_Z_110_PF0.996 | BK_I_Z_110 | 4.9 | 1 | 20000
BLC_I_Z_110_PF0.95 | BLC_I_Z_110 | 108.3 | 1 | 20000
BLI_I_Z_110_PF0.991 | BLI_I_Z_110 | 11.5 | 1 | 20000
BLK_I_Z_110_PF0.99 | BLK_I_Z_110 | 22.7 | 1 | 20000
BMA_N_Z_110_PF0.95 | BMA_N_Z_110 | 47.7 | 1 | 20000
BNH_N_Z_110_PF0.99 | BNH_N_Z_110 | 46.3 | 1 | 20000
BNM_N_Z_110_PF0.99 | BNM_N_Z_110 | 38.6 | 1 | 20000
BOG_I_Z_110_PF0.97 | BOG_I_Z_110 | 7 | 1 | 20000
BRI_I_Z_110_PF0.95 | BRI_I_Z_110 | 4 | 1 | 20000
BRY_I_Z_110_PF0.976 | BRY_I_Z_110 | 28.7 | 1 | 20000
BUT_I_Z_110_PF0.989 | BUT_I_Z_110 | 33.9 | 1 | 20000
CAH_I_Z_110_PF0.981 | CAH_I_Z_110 | 22.2 | 1 | 20000
CAR_N_Z_110_PF0.99 | CAR_N_Z_110 | 26.7 | 1 | 20000
CBG_I_Z_110_PF0.984 | CBG_I_Z_110 | 15.1 | 1 | 20000
CBR_I_Z_110_PF0.988 | CBR_I_Z_110 | 27.9 | 1 | 20000
CEN_N_Z_110_PF0.99 | CEN_N_Z_110 | 41.5 | 1 | 20000
CF_I_Z_110_PF0.964 | CF_I_Z_110 | 17.4 | 1 | 20000
CFM_I_Z_110_PF0.95 | CFM_I_Z_110 | 50.8 | 1 | 20000
CHA_I_Z_110_PF0.96 | CHA_I_Z_110 | 16.9 | 1 | 20000
CKM_I_Z_110_PF0.998 | CKM_I_Z_110 | 289.4 | 1 | 20000
CLE_I_Z_220_PF0.95 | CLE_I_Z_220 | 135.4 | 1 | 20000
CLG_I_Z_110_PF0.95 | CLG_I_Z_110 | 73.2 | 1 | 20000
CLN_I_Z_110_PF0.925 | CLN_I_Z_110 | 22.3 | 1 | 20000
CLU_I_Z_110_PF0.95 | CLU_I_Z_110 | 14.3 | 1 | 20000
CLW_I_Z_110_PF0.991 | CLW_I_Z_110 | 58.2 | 1 | 20000
COL_I_Z_110_PF0.986 | COL_I_Z_110 | 27.9 | 1 | 20000
COL_N_Z_33_PF0.99 | COL_N_Z_33 | 33 | 1 | 20000
COS_I_Z_110_PF0.989 | COS_I_Z_110 | 24.2 | 1 | 20000
COW_I_Z_110_PF0.997 | COW_I_Z_110 | 14.1 | 1 | 20000
CPS_N_Z_110_PF0.99 | CPS_N_Z_110 | 28.2 | 1 | 20000
CRA_I_Z_110_PF0.979 | CRA_I_Z_110 | 26.5 | 1 | 20000
CRE_N_Z_110_PF0.99 | CRE_N_Z_110 | 43.2 | 1 | 20000
CRG_N_Z_110_PF0.99 | CRG_N_Z_110 | 39.1 | 1 | 20000
CRO_I_Z_110_PF1 | CRO_I_Z_110 | 8.9 | 1 | 20000
CVW_I_Z_110_PF0.982 | CVW_I_Z_110 | 27.3 | 1 | 20000
DAL_I_T_110_PF0.987 | DAL_I_T_110 | 15.6 | 1 | 20000
DDK_I_Z_110_PF0.986 | DDK_I_Z_110 | 55.4 | 1 | 20000
DFR_I_T_110_PF0.991 | DFR_I_T_110 | 9 | 1 | 20000
DGN_I_Z_110_PF0.984 | DGN_I_Z_110 | 41.1 | 1 | 20000
DLT_I_Z_110_PF0.981 | DLT_I_Z_110 | 23.8 | 1 | 20000
DMY_I_Z_110_PF0.976 | DMY_I_Z_110 | 29 | 1 | 20000
DON_N_Z_110_PF0.99 | DON_N_Z_110 | 67.6 | 1 | 20000
DOO_I_Z_110_PF0.984 | DOO_I_Z_110 | 23.1 | 1 | 20000
DRU_I_Z_110_PF0.945 | DRU_I_Z_110 | 25.7 | 1 | 20000
DRU_N_Z_33_PF0.99 | DRU_N_Z_33 | 68 | 1 | 20000
DRY_I_Z_110_PF0.985 | DRY_I_Z_110 | 75.2 | 1 | 20000
DUN_N_Z_110_PF0.99 | DUN_N_Z_110 | 72.5 | 1 | 20000
EDE_N_Z_110_PF0.99 | EDE_N_Z_110 | 26 | 1 | 20000
ENN_I_Z_110_PF0.981 | ENN_I_Z_110 | 51.7 | 1 | 20000
ENN_N_Z_33_PF0.99 | ENN_N_Z_33 | 48.5 | 1 | 20000
FIN_I_Z_110_PF0.994 | FIN_I_Z_110 | 395.2 | 1 | 20000
FIN_N_Z_33_PF0.99 | FIN_N_Z_33 | 26.1 | 1 | 20000
FTT_I_Z_110_PF0.997 | FTT_I_Z_110 | 11.7 | 1 | 20000
GAL_I_Z_110_PF0.988 | GAL_I_Z_110 | 79.6 | 1 | 20000
GI_I_Z_110_PF0.952 | GI_I_Z_110 | 13.4 | 1 | 20000
GIL_I_Z_110_PF0.95 | GIL_I_Z_110 | 11.4 | 1 | 20000
GLE_I_Z_110_PF0.998 | GLE_I_Z_110 | 14.4 | 1 | 20000
GLE_N_Z_33_PF0.99 | GLE_N_Z_33 | 23 | 1 | 20000
GRI_I_T_110_PF0.997 | GRI_I_T_110 | 54.3 | 1 | 20000
GWE_I_Z_110_PF0.98 | GWE_I_Z_110 | 9 | 1 | 20000
GWE_I_Z_110_PF0.95 | GWE_I_Z_110 | 22.8 | 1 | 20000
HN_I_Z_220_PF0.95 | HN_I_Z_220 | 15.2 | 1 | 20000
IKE_I_T_110_PF0.967 | IKE_I_T_110 | 25.8 | 1 | 20000
INC_I_Z_110_PF0.995 | INC_I_Z_110 | 543 | 1 | 20000
KBY_I_Z_110_PF0.993 | KBY_I_Z_110 | 71.6 | 1 | 20000
KCY_I_Z_110_PF0.95 | KCY_I_Z_110 | 7.6 | 1 | 20000
KER_I_Z_110_PF0.971 | KER_I_Z_110 | 33.6 | 1 | 20000
KSE_I_Z_110_PF0.95 | KSE_I_Z_110 | 9.5 | 1 | 20000
KTL_I_Z_110_PF0.988 | KTL_I_Z_110 | 29.5 | 1 | 20000
KIN_I_Z_110_PF0.95 | KIN_I_Z_110 | 10.2 | 1 | 20000
KKY_I_Z_110_PF0.978 | KKY_I_Z_110 | 50.2 | 1 | 20000
KLM_I_Z_110_PF0.989 | KLM_I_Z_110 | 16.3 | 1 | 20000
KNO_N_Z_110_PF0.99 | KNO_N_Z_110 | 37.2 | 1 | 20000
KTN_I_Z_110_PF0.976 | KTN_I_Z_110 | 11.8 | 1 | 20000
KUR_I_Z_110_PF0.95 | KUR_I_Z_110 | 23.7 | 1 | 20000
KYT_I_Z_220_PF0.95 | KYT_I_Z_220 | 116.9 | 1 | 20000
LA_I_Z_110_PF0.984 | LA_I_Z_110 | 13.9 | 1 | 20000
LAR_N_Z_110_PF0.99 | LAR_N_Z_110 | 34.8 | 1 | 20000
LET_I_Z_110_PF0.987 | LET_I_Z_110 | 57.6 | 1 | 20000
LIB_I_Z_110_PF0.986 | LIB_I_Z_110 | 20.9 | 1 | 20000
LIM_I_Z_110_PF0.993 | LIM_I_Z_110 | 70.4 | 1 | 20000
LIM_N_Z_33_PF0.99 | LIM_N_Z_33 | 17.2 | 1 | 20000
LIS_I_Z_110_PF0.952 | LIS_I_Z_110 | 26.1 | 1 | 20000
LIS_N_Z_33_PF0.99 | LIS_N_Z_33 | 63.3 | 1 | 20000
LMR_N_Z_110_PF0.98 | LMR_N_Z_110 | 31.9 | 1 | 20000
LOG_N_Z_110_PF0.98 | LOG_N_Z_110 | 30 | 1 | 20000
MAC_I_Z_110_PF0.973 | MAC_I_Z_110 | 14.6 | 1 | 20000
MAL_I_Z_110_PF0.981 | MAL_I_Z_110 | 20.1 | 1 | 20000
MCE_I_Z_110_PF0.995 | MCE_I_Z_110 | 25.5 | 1 | 20000
MCE_I_Z_110_PF0.95 | MCE_I_Z_110 | 4.6 | 1 | 20000
MID_I_Z_110_PF0.98 | MID_I_Z_110 | 36.3 | 1 | 20000
MLN_I_Z_110_PF0.95 | MLN_I_Z_110 | 4.5 | 1 | 20000
MON_I_Z_110_PF0.975 | MON_I_Z_110 | 11.7 | 1 | 20000
MOY_I_Z_110_PF0.989 | MOY_I_Z_110 | 25.5 | 1 | 20000
MR_I_Z_110_PF0.992 | MR_I_Z_110 | 14.2 | 1 | 20000
MTA_I_Z_110_PF0.95 | MTA_I_Z_110 | 0 | 1 | 20000
MTH_I_Z_110_PF0.938 | MTH_I_Z_110 | 47.6 | 1 | 20000
MTN_I_Z_110_PF0.95 | MTN_I_Z_110 | 0 | 1 | 20000
MUL_I_Z_110_PF0.985 | MUL_I_Z_110 | 37.6 | 1 | 20000
MUN_I_Z_110_PF0.95 | MUN_I_Z_110 | 21.5 | 1 | 20000
NAR_N_Z_110_PF0.99 | NAR_N_Z_110 | 31.4 | 1 | 20000
NAV_I_Z_110_PF0.98 | NAV_I_Z_110 | 52.3 | 1 | 20000
NEW_I_Z_110_PF0.981 | NEW_I_Z_110 | 35.3 | 1 | 20000
NEW_N_Z_33_PF0.99 | NEW_N_Z_33 | 59.6 | 1 | 20000
NEN_I_Z_110_PF0.954 | NEN_I_Z_110 | 18.7 | 1 | 20000
OBE_I_Z_110_PF0.95 | OBE_I_Z_110 | 14.3 | 1 | 20000
OLD_I_Z_110_PF0.95 | OLD_I_Z_110 | 0.3 | 1 | 20000
OMA_N_Z_110_PF0.99 | OMA_N_Z_110 | 47.8 | 1 | 20000
OUG_I_T_110_PF0.992 | OUG_I_T_110 | 22.4 | 1 | 20000
PB_I_Z_110_PF0.989 | PB_I_Z_110 | 151.5 | 1 | 20000
PLA_I_Z_110_PF0.95 | PLA_I_Z_110 | 18 | 1 | 20000
PLS_I_Z_110_PF0.979 | PLS_I_Z_110 | 45.5 | 1 | 20000
RAT_I_Z_110_PF0.993 | RAT_I_Z_110 | 35.2 | 1 | 20000
RAT_N_Z_33_PF0.99 | RAT_N_Z_33 | 41.8 | 1 | 20000
RIC_I_Z_110_PF0.972 | RIC_I_Z_110 | 30.7 | 1 | 20000
RNW_I_Z_110_PF0.95 | RNW_I_Z_110 | 9.1 | 1 | 20000
ROS_N_Z_110_PF0.99 | ROS_N_Z_110 | 25.8 | 1 | 20000
RYB_I_Z_110_PF0.95 | RYB_I_Z_110 | 104.5 | 1 | 20000
SCR_I_Z_110_PF0.999 | SCR_I_Z_110 | 14.1 | 1 | 20000
SHE_I_Z_110_PF0.95 | SHE_I_Z_110 | 2.3 | 1 | 20000
SHL_I_Z_220_PF0.997 | SHL_I_Z_220 | 36.9 | 1 | 20000
SKL_I_Z_110_PF0.993 | SKL_I_Z_110 | 48.3 | 1 | 20000
SLI_I_Z_110_PF0.996 | SLI_I_Z_110 | 46.2 | 1 | 20000
SNG_I_Z_110_PF0.992 | SNG_I_Z_110 | 14.8 | 1 | 20000
SBH_I_Z_110_PF0.95 | SBH_I_Z_110 | 21.9 | 1 | 20000
SOM_I_T_110_PF0.974 | SOM_I_T_110 | 19.3 | 1 | 20000
SPR_N_Z_110_PF0.99 | SPR_N_Z_110 | 26.2 | 1 | 20000
STR_I_T_110_PF0.958 | STR_I_T_110 | 19.7 | 1 | 20000
STR_N_Z_33_PF0.99 | STR_N_Z_33 | 37.3 | 1 | 20000
TBG_I_Z_110_PF0.994 | TBG_I_Z_110 | 60 | 1 | 20000
TBK_I_T_110_PF0.931 | TBK_I_T_110 | 10.5 | 1 | 20000
THU_I_Z_110_PF0.983 | THU_I_Z_110 | 24.7 | 1 | 20000
TIP_I_Z_110_PF0.986 | TIP_I_Z_110 | 17.5 | 1 | 20000
TLK_I_Z_110_PF0.968 | TLK_I_Z_110 | 18.6 | 1 | 20000
TON_I_Z_110_PF0.925 | TON_I_Z_110 | 12.5 | 1 | 20000
TRI_I_Z_110_PF1 | TRI_I_Z_110 | 14.9 | 1 | 20000
TRL_I_Z_110_PF0.99 | TRL_I_Z_110 | 47.4 | 1 | 20000
TSB_I_Z_110_PF0.977 | TSB_I_Z_110 | 29.4 | 1 | 20000
WAR_N_Z_110_PF0.99 | WAR_N_Z_110 | 46.4 | 1 | 20000
WAT_I_Z_110_PF0.986 | WAT_I_Z_110 | 45.6 | 1 | 20000
WEX_I_Z_110_PF0.979 | WEX_I_Z_110 | 49.7 | 1 | 20000
WHI_I_Z_110_PF0.95 | WHI_I_Z_110 | 9 | 1 | 20000

## ts_PD
timestep | AA_I_Z_110_PF0.993 | AGN_I_Z_110_PF0.95 | AHA_I_Z_110_PF0.998 | ANR_I_Z_110_PF0.95 | ARD_I_Z_110_PF0.99 | ARI_I_T_110_PF0.998 | ARK_I_Z_110_PF0.997 | ATH_I_Z_110_PF0.998 | ATY_I_Z_110_PF0.968 | BAL_I_Z_110_PF1 | BAN_I_Z_110_PF0.987 | BAR_I_T_110_PF1 | BDA_I_Z_110_PF0.95 | BDN_I_Z_110_PF0.96 | BDN_I_Z_110_PF0.95 | BEG_I_Z_110_PF1 | BIN_I_Z_110_PF0.99 | BIN_I_Z_110_PF0.999 | BK_I_Z_110_PF0.996 | BLC_I_Z_110_PF0.95 | BLI_I_Z_110_PF0.991 | BLK_I_Z_110_PF0.99 | BOG_I_Z_110_PF0.97 | BRI_I_Z_110_PF0.95 | BRY_I_Z_110_PF0.976 | BUT_I_Z_110_PF0.989 | CAH_I_Z_110_PF0.981 | CBG_I_Z_110_PF0.984 | CBR_I_Z_110_PF0.988 | CF_I_Z_110_PF0.964 | CFM_I_Z_110_PF0.95 | CHA_I_Z_110_PF0.96 | CKM_I_Z_110_PF0.998 | CLE_I_Z_220_PF0.95 | CLG_I_Z_110_PF0.95 | CLN_I_Z_110_PF0.925 | CLU_I_Z_110_PF0.95 | CLW_I_Z_110_PF0.991 | COL_I_Z_110_PF0.986 | COS_I_Z_110_PF0.989 | COW_I_Z_110_PF0.997 | CRA_I_Z_110_PF0.979 | CRO_I_Z_110_PF1 | CVW_I_Z_110_PF0.982 | DAL_I_T_110_PF0.987 | DDK_I_Z_110_PF0.986 | DFR_I_T_110_PF0.991 | DGN_I_Z_110_PF0.984 | DLT_I_Z_110_PF0.981 | DMY_I_Z_110_PF0.976 | DOO_I_Z_110_PF0.984 | DRU_I_Z_110_PF0.945 | DRY_I_Z_110_PF0.985 | ENN_I_Z_110_PF0.981 | FIN_I_Z_110_PF0.994 | FTT_I_Z_110_PF0.997 | GAL_I_Z_110_PF0.988 | GI_I_Z_110_PF0.952 | GIL_I_Z_110_PF0.95 | GLE_I_Z_110_PF0.998 | GRI_I_T_110_PF0.997 | GWE_I_Z_110_PF0.98 | GWE_I_Z_110_PF0.95 | HN_I_Z_220_PF0.95 | IKE_I_T_110_PF0.967 | INC_I_Z_110_PF0.995 | KBY_I_Z_110_PF0.993 | KCY_I_Z_110_PF0.95 | KER_I_Z_110_PF0.971 | KSE_I_Z_110_PF0.95 | KTL_I_Z_110_PF0.988 | KIN_I_Z_110_PF0.95 | KKY_I_Z_110_PF0.978 | KLM_I_Z_110_PF0.989 | KTN_I_Z_110_PF0.976 | KUR_I_Z_110_PF0.95 | KYT_I_Z_220_PF0.95 | LA_I_Z_110_PF0.984 | LET_I_Z_110_PF0.987 | LIB_I_Z_110_PF0.986 | LIM_I_Z_110_PF0.993 | LIS_I_Z_110_PF0.952 | MAC_I_Z_110_PF0.973 | MAL_I_Z_110_PF0.981 | MCE_I_Z_110_PF0.995 | MCE_I_Z_110_PF0.95 | MID_I_Z_110_PF0.98 | MLN_I_Z_110_PF0.95 | MON_I_Z_110_PF0.975 | MOY_I_Z_110_PF0.989 | MR_I_Z_110_PF0.992 | MTA_I_Z_110_PF0.95 | MTH_I_Z_110_PF0.938 | MTN_I_Z_110_PF0.95 | MUL_I_Z_110_PF0.985 | MUN_I_Z_110_PF0.95 | NAV_I_Z_110_PF0.98 | NEW_I_Z_110_PF0.981 | NEN_I_Z_110_PF0.954 | OBE_I_Z_110_PF0.95 | OLD_I_Z_110_PF0.95 | OUG_I_T_110_PF0.992 | PB_I_Z_110_PF0.989 | PLA_I_Z_110_PF0.95 | PLS_I_Z_110_PF0.979 | RAT_I_Z_110_PF0.993 | RIC_I_Z_110_PF0.972 | RNW_I_Z_110_PF0.95 | RYB_I_Z_110_PF0.95 | SCR_I_Z_110_PF0.999 | SHE_I_Z_110_PF0.95 | SHL_I_Z_220_PF0.997 | SKL_I_Z_110_PF0.993 | SLI_I_Z_110_PF0.996 | SNG_I_Z_110_PF0.992 | SBH_I_Z_110_PF0.95 | SOM_I_T_110_PF0.974 | STR_I_T_110_PF0.958 | TBG_I_Z_110_PF0.994 | TBK_I_T_110_PF0.931 | THU_I_Z_110_PF0.983 | TIP_I_Z_110_PF0.986 | TLK_I_Z_110_PF0.968 | TON_I_Z_110_PF0.925 | TRI_I_Z_110_PF1 | TRL_I_Z_110_PF0.99 | TSB_I_Z_110_PF0.977 | WAT_I_Z_110_PF0.986 | WEX_I_Z_110_PF0.979 | WHI_I_Z_110_PF0.95 | AGH_N_Z_110_PF0.99 | AIR_N_Z_110_PF0.99 | ANT_N_Z_110_PF0.98 | BAN_N_Z_33_PF0.99 | BMA_N_Z_110_PF0.95 | BNH_N_Z_110_PF0.99 | BNM_N_Z_110_PF0.99 | CAR_N_Z_110_PF0.99 | CEN_N_Z_110_PF0.99 | COL_N_Z_33_PF0.99 | CPS_N_Z_110_PF0.99 | CRE_N_Z_110_PF0.99 | CRG_N_Z_110_PF0.99 | DON_N_Z_110_PF0.99 | DRU_N_Z_33_PF0.99 | DUN_N_Z_110_PF0.99 | EDE_N_Z_110_PF0.99 | ENN_N_Z_33_PF0.99 | FIN_N_Z_33_PF0.99 | GLE_N_Z_33_PF0.99 | KNO_N_Z_110_PF0.99 | LAR_N_Z_110_PF0.99 | LIM_N_Z_33_PF0.99 | LIS_N_Z_33_PF0.99 | LMR_N_Z_110_PF0.98 | LOG_N_Z_110_PF0.98 | NAR_N_Z_110_PF0.99 | NEW_N_Z_33_PF0.99 | OMA_N_Z_110_PF0.99 | RAT_N_Z_33_PF0.99 | ROS_N_Z_110_PF0.99 | SPR_N_Z_110_PF0.99 | STR_N_Z_33_PF0.99 | WAR_N_Z_110_PF0.99
05/07/25 00:00 | 35.0993 | 17.2082 | 2.7997 | 9.5601 | 8.8772 | 3.0729 | 23.1491 | 45.6154 | 10.7893 | 9.1504 | 27.1097 | 17.5496 | 3.6192 | 8.4675 | 4.0972 | 8.6041 | 8.6041 | 2.5949 | 3.346 | 73.9543 | 7.8529 | 15.501 | 4.7801 | 2.7315 | 19.5982 | 23.1491 | 15.1596 | 10.3113 | 19.0519 | 11.8819 | 34.6895 | 11.5404 | 197.6212 | 92.4599 | 49.9857 | 15.2279 | 9.765 | 39.7427 | 19.0519 | 16.5253 | 9.6284 | 18.0959 | 6.0775 | 18.6422 | 10.6527 | 37.8307 | 6.1458 | 28.0658 | 16.2522 | 19.8031 | 15.7742 | 17.5496 | 51.3515 | 35.3041 | 269.8683 | 7.9895 | 54.3561 | 9.1504 | 7.7847 | 9.8333 | 37.0796 | 6.1458 | 15.5693 | 10.3795 | 17.6179 | 370.7957 | 48.8931 | 5.1898 | 22.9443 | 6.4872 | 20.1445 | 6.9652 | 34.2798 | 11.1307 | 8.0578 | 16.1839 | 79.8269 | 9.4918 | 39.333 | 14.2719 | 48.0737 | 17.8228 | 9.9698 | 13.7256 | 17.4131 | 3.1412 | 24.788 | 3.0729 | 7.9895 | 17.4131 | 9.6967 | 0 | 32.5044 | 0 | 25.6757 | 14.6816 | 35.7138 | 24.1051 | 12.7696 | 9.765 | 0.20486 | 15.2962 | 103.4541 | 12.2916 | 31.0704 | 24.0369 | 20.964 | 6.2141 | 71.3594 | 9.6284 | 1.5706 | 25.1977 | 32.9824 | 31.5484 | 10.1064 | 14.9547 | 13.1793 | 13.4524 | 40.9719 | 7.1701 | 16.8668 | 11.9501 | 12.7013 | 8.5358 | 10.1747 | 32.3678 | 20.0762 | 31.1386 | 33.9384 | 6.1458 | 6.2556 | 6.3714 | 13.2062 | 11.2755 | 18.4192 | 17.8786 | 14.9053 | 10.3101 | 16.0251 | 12.7428 | 10.8893 | 16.6815 | 15.0983 | 26.1035 | 26.258 | 27.9956 | 10.0398 | 18.7281 | 10.0784 | 8.8814 | 14.3646 | 13.4379 | 6.6417 | 24.4431 | 12.3181 | 11.5844 | 12.125 | 23.0143 | 18.4578 | 16.1409 | 9.9626 | 10.117 | 14.4033 | 17.9172
05/07/25 00:30 | 34.1634 | 16.7494 | 2.7251 | 9.3052 | 8.6405 | 2.991 | 22.5319 | 44.3991 | 10.5016 | 8.9064 | 26.3869 | 17.0817 | 3.5227 | 8.2417 | 3.9879 | 8.3747 | 8.3747 | 2.5257 | 3.2568 | 71.9823 | 7.6436 | 15.0877 | 4.6526 | 2.6586 | 19.0757 | 22.5319 | 14.7554 | 10.0363 | 18.5439 | 11.565 | 33.7646 | 11.2327 | 192.3517 | 89.9945 | 48.6529 | 14.8218 | 9.5046 | 38.683 | 18.5439 | 16.0847 | 9.3717 | 17.6134 | 5.9154 | 18.1451 | 10.3686 | 36.822 | 5.9819 | 27.3174 | 15.8188 | 19.275 | 15.3536 | 17.0817 | 49.9822 | 34.3628 | 262.6724 | 7.7765 | 52.9067 | 8.9064 | 7.5771 | 9.5711 | 36.0909 | 5.9819 | 15.1542 | 10.1028 | 17.1481 | 360.9087 | 47.5894 | 5.0514 | 22.3325 | 6.3142 | 19.6074 | 6.7795 | 33.3658 | 10.8339 | 7.843 | 15.7524 | 77.6984 | 9.2387 | 38.2842 | 13.8913 | 46.7918 | 17.3475 | 9.704 | 13.3596 | 16.9487 | 3.0574 | 24.127 | 2.991 | 7.7765 | 16.9487 | 9.4381 | 0 | 31.6377 | 0 | 24.9911 | 14.2901 | 34.7616 | 23.4624 | 12.4291 | 9.5046 | 0.1994 | 14.8883 | 100.6955 | 11.9638 | 30.2419 | 23.3959 | 20.405 | 6.0484 | 69.4566 | 9.3717 | 1.5287 | 24.5258 | 32.1029 | 30.7071 | 9.8369 | 14.556 | 12.8279 | 13.0937 | 39.8794 | 6.9789 | 16.417 | 11.6315 | 12.3626 | 8.3082 | 9.9034 | 31.5047 | 19.5409 | 30.3084 | 33.0334 | 5.9819 | 5.9498 | 6.06 | 12.5606 | 10.7243 | 17.5188 | 17.0046 | 14.1766 | 9.8061 | 15.2417 | 12.1199 | 10.357 | 15.8661 | 14.3603 | 24.8275 | 24.9744 | 26.6271 | 9.549 | 17.8126 | 9.5857 | 8.4472 | 13.6624 | 12.781 | 6.317 | 23.2482 | 11.7159 | 11.0181 | 11.5323 | 21.8893 | 17.5555 | 15.3519 | 9.4756 | 9.6225 | 13.6992 | 17.0413
05/07/25 01:00 | 33.6238 | 16.4848 | 2.6821 | 9.1582 | 8.5041 | 2.9437 | 22.176 | 43.6979 | 10.3357 | 8.7657 | 25.9701 | 16.8119 | 3.467 | 8.1116 | 3.925 | 8.2424 | 8.2424 | 2.4858 | 3.2054 | 70.8455 | 7.5228 | 14.8494 | 4.5791 | 2.6166 | 18.7744 | 22.176 | 14.5223 | 9.8778 | 18.2511 | 11.3824 | 33.2313 | 11.0553 | 189.3138 | 88.5732 | 47.8845 | 14.5878 | 9.3545 | 38.0721 | 18.2511 | 15.8307 | 9.2236 | 17.3352 | 5.822 | 17.8586 | 10.2049 | 36.2404 | 5.8874 | 26.886 | 15.569 | 18.9706 | 15.1111 | 16.8119 | 49.1928 | 33.82 | 258.5239 | 7.6537 | 52.0711 | 8.7657 | 7.4574 | 9.4199 | 35.5209 | 5.8874 | 14.9148 | 9.9432 | 16.8773 | 355.2086 | 46.8378 | 4.9716 | 21.9798 | 6.2145 | 19.2977 | 6.6724 | 32.8388 | 10.6628 | 7.7191 | 15.5036 | 76.4713 | 9.0928 | 37.6796 | 13.6719 | 46.0528 | 17.0736 | 9.5507 | 13.1486 | 16.6811 | 3.0091 | 23.746 | 2.9437 | 7.6537 | 16.6811 | 9.2891 | 0 | 31.138 | 0 | 24.5964 | 14.0644 | 34.2125 | 23.0918 | 12.2328 | 9.3545 | 0.19625 | 14.6532 | 99.1052 | 11.7749 | 29.7643 | 23.0264 | 20.0827 | 5.9529 | 68.3597 | 9.2236 | 1.5046 | 24.1385 | 31.5959 | 30.2222 | 9.6816 | 14.3261 | 12.6253 | 12.8869 | 39.2496 | 6.8687 | 16.1577 | 11.4478 | 12.1674 | 8.177 | 9.747 | 31.0072 | 19.2323 | 29.8297 | 32.5117 | 5.8874 | 5.7792 | 5.8862 | 12.2006 | 10.4168 | 17.0166 | 16.5171 | 13.7702 | 9.525 | 14.8048 | 11.7725 | 10.0601 | 15.4112 | 13.9486 | 24.1157 | 24.2584 | 25.8637 | 9.2753 | 17.302 | 9.3109 | 8.205 | 13.2708 | 12.4146 | 6.1359 | 22.5817 | 11.38 | 10.7022 | 11.2017 | 21.2618 | 17.0522 | 14.9118 | 9.2039 | 9.3466 | 13.3064 | 16.5528
05/07/25 01:30 | 32.7593 | 16.061 | 2.6131 | 8.9228 | 8.2854 | 2.868 | 21.6059 | 42.5744 | 10.07 | 8.5404 | 25.3024 | 16.3797 | 3.3779 | 7.903 | 3.824 | 8.0305 | 8.0305 | 2.4219 | 3.123 | 69.024 | 7.3294 | 14.4676 | 4.4614 | 2.5494 | 18.2917 | 21.6059 | 14.149 | 9.6238 | 17.7818 | 11.0897 | 32.3769 | 10.7711 | 184.4464 | 86.296 | 46.6534 | 14.2127 | 9.114 | 37.0932 | 17.7818 | 15.4236 | 8.9865 | 16.8895 | 5.6723 | 17.3994 | 9.9425 | 35.3087 | 5.7361 | 26.1947 | 15.1687 | 18.4829 | 14.7226 | 16.3797 | 47.928 | 32.9505 | 251.8771 | 7.4569 | 50.7323 | 8.5404 | 7.2657 | 9.1777 | 34.6076 | 5.7361 | 14.5314 | 9.6876 | 16.4434 | 346.0761 | 45.6336 | 4.8438 | 21.4147 | 6.0547 | 18.8016 | 6.5009 | 31.9945 | 10.3887 | 7.5206 | 15.105 | 74.5051 | 8.859 | 36.7108 | 13.3204 | 44.8688 | 16.6346 | 9.3052 | 12.8106 | 16.2522 | 2.9318 | 23.1355 | 2.868 | 7.4569 | 16.2522 | 9.0502 | 0 | 30.3374 | 0 | 23.964 | 13.7028 | 33.3329 | 22.4981 | 11.9183 | 9.114 | 0.1912 | 14.2764 | 96.5571 | 11.4721 | 28.999 | 22.4344 | 19.5664 | 5.7998 | 66.6021 | 8.9865 | 1.4659 | 23.5179 | 30.7836 | 29.4451 | 9.4326 | 13.9578 | 12.3007 | 12.5556 | 38.2405 | 6.6921 | 15.7423 | 11.1535 | 11.8545 | 7.9668 | 9.4964 | 30.21 | 18.7378 | 29.0627 | 31.6758 | 5.7361 | 5.5642 | 5.6673 | 11.7467 | 10.0294 | 16.3836 | 15.9027 | 13.258 | 9.1707 | 14.2541 | 11.3346 | 9.6859 | 14.838 | 13.4297 | 23.2187 | 23.3561 | 24.9017 | 8.9303 | 16.6584 | 8.9646 | 7.8999 | 12.7771 | 11.9528 | 5.9077 | 21.7418 | 10.9567 | 10.3042 | 10.785 | 20.4709 | 16.4179 | 14.3571 | 8.8616 | 8.999 | 12.8115 | 15.9371
05/07/25 02:00 | 33.3966 | 16.3734 | 2.6639 | 9.0964 | 8.4466 | 2.9238 | 22.0262 | 43.4026 | 10.2659 | 8.7065 | 25.7947 | 16.6983 | 3.4436 | 8.0568 | 3.8984 | 8.1867 | 8.1867 | 2.469 | 3.1837 | 70.3668 | 7.472 | 14.7491 | 4.5482 | 2.599 | 18.6475 | 22.0262 | 14.4242 | 9.8111 | 18.1277 | 11.3055 | 33.0068 | 10.9806 | 188.0346 | 87.9747 | 47.5609 | 14.4892 | 9.2913 | 37.8148 | 18.1277 | 15.7237 | 9.1613 | 17.2181 | 5.7827 | 17.7379 | 10.1359 | 35.9956 | 5.8477 | 26.7043 | 15.4638 | 18.8424 | 15.009 | 16.6983 | 48.8604 | 33.5915 | 256.7771 | 7.602 | 51.7193 | 8.7065 | 7.407 | 9.3562 | 35.2809 | 5.8477 | 14.8141 | 9.876 | 16.7633 | 352.8086 | 46.5213 | 4.938 | 21.8312 | 6.1725 | 19.1673 | 6.6273 | 32.6169 | 10.5908 | 7.6669 | 15.3988 | 75.9545 | 9.0314 | 37.425 | 13.5796 | 45.7417 | 16.9582 | 9.4862 | 13.0598 | 16.5684 | 2.9888 | 23.5855 | 2.9238 | 7.602 | 16.5684 | 9.2263 | 0 | 30.9276 | 0 | 24.4302 | 13.9694 | 33.9814 | 22.9358 | 12.1501 | 9.2913 | 0.19492 | 14.5542 | 98.4355 | 11.6953 | 29.5631 | 22.8708 | 19.947 | 5.9126 | 67.8978 | 9.1613 | 1.4944 | 23.9754 | 31.3824 | 30.018 | 9.6161 | 14.2293 | 12.54 | 12.7999 | 38.9844 | 6.8223 | 16.0486 | 11.3704 | 12.0852 | 8.1217 | 9.6811 | 30.7977 | 19.1023 | 29.6281 | 32.2921 | 5.8477 | 5.6956 | 5.801 | 12.0239 | 10.2661 | 16.7702 | 16.278 | 13.5709 | 9.3871 | 14.5905 | 11.6021 | 9.9145 | 15.1881 | 13.7467 | 23.7666 | 23.9073 | 25.4894 | 9.141 | 17.0515 | 9.1762 | 8.0863 | 13.0787 | 12.2349 | 6.0471 | 22.2548 | 11.2153 | 10.5473 | 11.0395 | 20.954 | 16.8054 | 14.6959 | 9.0707 | 9.2113 | 13.1138 | 16.3132
05/07/25 02:30 | 32.8209 | 16.0912 | 2.618 | 8.9395 | 8.301 | 2.8734 | 21.6465 | 42.6544 | 10.0889 | 8.5564 | 25.35 | 16.4104 | 3.3843 | 7.9179 | 3.8312 | 8.0456 | 8.0456 | 2.4264 | 3.1288 | 69.1538 | 7.3432 | 14.4948 | 4.4698 | 2.5542 | 18.3261 | 21.6465 | 14.1756 | 9.6419 | 17.8152 | 11.1106 | 32.4378 | 10.7913 | 184.7932 | 86.4582 | 46.741 | 14.2394 | 9.1311 | 37.163 | 17.8152 | 15.4526 | 9.0034 | 16.9213 | 5.683 | 17.4321 | 9.9612 | 35.3751 | 5.7468 | 26.2439 | 15.1972 | 18.5176 | 14.7502 | 16.4104 | 48.0181 | 33.0125 | 252.3506 | 7.4709 | 50.8277 | 8.5564 | 7.2793 | 9.195 | 34.6727 | 5.7468 | 14.5587 | 9.7058 | 16.4743 | 346.7266 | 45.7194 | 4.8529 | 21.4549 | 6.0661 | 18.8369 | 6.5131 | 32.0547 | 10.4082 | 7.5348 | 15.1334 | 74.6452 | 8.8757 | 36.7798 | 13.3455 | 44.9531 | 16.6659 | 9.3227 | 12.8346 | 16.2827 | 2.9373 | 23.179 | 2.8734 | 7.4709 | 16.2827 | 9.0673 | 0 | 30.3945 | 0 | 24.0091 | 13.7286 | 33.3956 | 22.5404 | 11.9407 | 9.1311 | 0.19156 | 14.3033 | 96.7386 | 11.4937 | 29.0535 | 22.4766 | 19.6031 | 5.8107 | 66.7273 | 9.0034 | 1.4686 | 23.5621 | 30.8414 | 29.5005 | 9.4504 | 13.984 | 12.3238 | 12.5792 | 38.3123 | 6.7047 | 15.7719 | 11.1744 | 11.8768 | 7.9817 | 9.5142 | 30.2667 | 18.773 | 29.1174 | 31.7354 | 5.7468 | 5.5911 | 5.6946 | 11.8033 | 10.0777 | 16.4626 | 15.9794 | 13.3219 | 9.2149 | 14.3228 | 11.3892 | 9.7326 | 14.9095 | 13.4945 | 23.3306 | 23.4686 | 25.0217 | 8.9733 | 16.7387 | 9.0078 | 7.9379 | 12.8387 | 12.0104 | 5.9362 | 21.8465 | 11.0096 | 10.3538 | 10.837 | 20.5696 | 16.4971 | 14.4263 | 8.9043 | 9.0423 | 12.8732 | 16.0139
05/07/25 03:00 | 32.4079 | 15.8887 | 2.5851 | 8.827 | 8.1965 | 2.8373 | 21.3741 | 42.1176 | 9.962 | 8.4487 | 25.031 | 16.2039 | 3.3417 | 7.8182 | 3.783 | 7.9443 | 7.9443 | 2.3959 | 3.0895 | 68.2835 | 7.2508 | 14.3124 | 4.4135 | 2.522 | 18.0955 | 21.3741 | 13.9972 | 9.5206 | 17.591 | 10.9708 | 32.0296 | 10.6555 | 182.4677 | 85.3702 | 46.1529 | 14.0602 | 9.0162 | 36.6953 | 17.591 | 15.2582 | 8.8901 | 16.7083 | 5.6115 | 17.2127 | 9.8359 | 34.9299 | 5.6745 | 25.9137 | 15.006 | 18.2846 | 14.5646 | 16.2039 | 47.4139 | 32.597 | 249.175 | 7.3769 | 50.1881 | 8.4487 | 7.1877 | 9.0793 | 34.2363 | 5.6745 | 14.3755 | 9.5837 | 16.267 | 342.3634 | 45.1441 | 4.7918 | 21.1849 | 5.9898 | 18.5999 | 6.4311 | 31.6513 | 10.2772 | 7.4399 | 14.9429 | 73.7059 | 8.764 | 36.317 | 13.1775 | 44.3874 | 16.4561 | 9.2054 | 12.6731 | 16.0778 | 2.9003 | 22.8873 | 2.8373 | 7.3769 | 16.0778 | 8.9532 | 0 | 30.012 | 0 | 23.7069 | 13.5558 | 32.9753 | 22.2568 | 11.7904 | 9.0162 | 0.18915 | 14.1233 | 95.5213 | 11.3491 | 28.6879 | 22.1937 | 19.3565 | 5.7376 | 65.8876 | 8.8901 | 1.4502 | 23.2656 | 30.4533 | 29.1293 | 9.3315 | 13.808 | 12.1687 | 12.4209 | 37.8302 | 6.6203 | 15.5734 | 11.0338 | 11.7274 | 7.8813 | 9.3945 | 29.8859 | 18.5368 | 28.751 | 31.336 | 5.6745 | 5.4935 | 5.5952 | 11.5974 | 9.9018 | 16.1753 | 15.7005 | 13.0894 | 9.0541 | 14.0728 | 11.1904 | 9.5627 | 14.6493 | 13.259 | 22.9234 | 23.0591 | 24.585 | 8.8167 | 16.4465 | 8.8506 | 7.7994 | 12.6147 | 11.8008 | 5.8326 | 21.4653 | 10.8174 | 10.1731 | 10.6479 | 20.2106 | 16.2092 | 14.1745 | 8.7489 | 8.8845 | 12.6486 | 15.7344
05/07/25 03:30 | 31.9478 | 15.6631 | 2.5484 | 8.7017 | 8.0802 | 2.797 | 21.0706 | 41.5197 | 9.8205 | 8.3288 | 24.6756 | 15.9739 | 3.2942 | 7.7072 | 3.7293 | 7.8316 | 7.8316 | 2.3619 | 3.0456 | 67.3141 | 7.1478 | 14.1092 | 4.3509 | 2.4862 | 17.8385 | 21.0706 | 13.7985 | 9.3854 | 17.3413 | 10.815 | 31.5748 | 10.5042 | 179.8771 | 84.1581 | 45.4976 | 13.8606 | 8.8882 | 36.1743 | 17.3413 | 15.0416 | 8.7639 | 16.4711 | 5.5318 | 16.9684 | 9.6962 | 34.434 | 5.594 | 25.5458 | 14.7929 | 18.025 | 14.3578 | 15.9739 | 46.7407 | 32.1342 | 245.6373 | 7.2722 | 49.4755 | 8.3288 | 7.0857 | 8.9503 | 33.7503 | 5.594 | 14.1714 | 9.4476 | 16.036 | 337.5027 | 44.5031 | 4.7238 | 20.8841 | 5.9047 | 18.3358 | 6.3398 | 31.2019 | 10.1313 | 7.3343 | 14.7308 | 72.6594 | 8.6396 | 35.8014 | 12.9904 | 43.7573 | 16.2225 | 9.0747 | 12.4932 | 15.8496 | 2.8591 | 22.5623 | 2.797 | 7.2722 | 15.8496 | 8.826 | 0 | 29.5859 | 0 | 23.3704 | 13.3634 | 32.5072 | 21.9408 | 11.623 | 8.8882 | 0.18647 | 13.9228 | 94.1651 | 11.1879 | 28.2806 | 21.8786 | 19.0816 | 5.6561 | 64.9522 | 8.7639 | 1.4296 | 22.9353 | 30.021 | 28.7157 | 9.199 | 13.612 | 11.996 | 12.2446 | 37.2931 | 6.5263 | 15.3523 | 10.8772 | 11.5609 | 7.7694 | 9.2611 | 29.4616 | 18.2736 | 28.3428 | 30.8911 | 5.594 | 5.3828 | 5.4825 | 11.3637 | 9.7023 | 15.8493 | 15.3842 | 12.8257 | 8.8716 | 13.7893 | 10.965 | 9.37 | 14.3541 | 12.9918 | 22.4615 | 22.5944 | 24.0897 | 8.6391 | 16.1152 | 8.6723 | 7.6422 | 12.3605 | 11.563 | 5.7151 | 21.0328 | 10.5995 | 9.9681 | 10.4333 | 19.8034 | 15.8826 | 13.8889 | 8.5726 | 8.7055 | 12.3937 | 15.4174
05/07/25 04:00 | 32.0588 | 15.7176 | 2.5572 | 8.732 | 8.1083 | 2.8067 | 21.1439 | 41.664 | 9.8547 | 8.3578 | 24.7614 | 16.0294 | 3.3057 | 7.734 | 3.7423 | 7.8588 | 7.8588 | 2.3701 | 3.0562 | 67.5481 | 7.1727 | 14.1583 | 4.366 | 2.4949 | 17.9006 | 21.1439 | 13.8464 | 9.4181 | 17.4016 | 10.8526 | 31.6846 | 10.5407 | 180.5025 | 84.4507 | 45.6558 | 13.9088 | 8.9191 | 36.3001 | 17.4016 | 15.0938 | 8.7944 | 16.5284 | 5.551 | 17.0274 | 9.7299 | 34.5537 | 5.6134 | 25.6346 | 14.8444 | 18.0877 | 14.4078 | 16.0294 | 46.9032 | 32.246 | 246.4913 | 7.2974 | 49.6475 | 8.3578 | 7.1103 | 8.9815 | 33.8676 | 5.6134 | 14.2207 | 9.4804 | 16.0918 | 338.6761 | 44.6578 | 4.7402 | 20.9568 | 5.9253 | 18.3995 | 6.3619 | 31.3104 | 10.1665 | 7.3598 | 14.782 | 72.912 | 8.6696 | 35.9259 | 13.0356 | 43.9094 | 16.2789 | 9.1062 | 12.5366 | 15.9047 | 2.8691 | 22.6408 | 2.8067 | 7.2974 | 15.9047 | 8.8567 | 0 | 29.6887 | 0 | 23.4516 | 13.4098 | 32.6202 | 22.0171 | 11.6634 | 8.9191 | 0.18711 | 13.9712 | 94.4925 | 11.2268 | 28.3789 | 21.9547 | 19.148 | 5.6758 | 65.178 | 8.7944 | 1.4345 | 23.015 | 30.1253 | 28.8155 | 9.2309 | 13.6593 | 12.0377 | 12.2871 | 37.4228 | 6.549 | 15.4057 | 10.915 | 11.6011 | 7.7964 | 9.2933 | 29.564 | 18.3372 | 28.4413 | 30.9985 | 5.6134 | 5.4031 | 5.5032 | 11.4065 | 9.7389 | 15.9091 | 15.4422 | 12.8741 | 8.9051 | 13.8413 | 11.0063 | 9.4054 | 14.4083 | 13.0408 | 22.5463 | 22.6797 | 24.1805 | 8.6716 | 16.1759 | 8.705 | 7.6711 | 12.4071 | 11.6067 | 5.7366 | 21.1121 | 10.6394 | 10.0057 | 10.4727 | 19.8781 | 15.9425 | 13.9413 | 8.6049 | 8.7383 | 12.4405 | 15.4755
05/07/25 04:30 | 31.8384 | 15.6095 | 2.5396 | 8.6719 | 8.0525 | 2.7874 | 20.9985 | 41.3775 | 9.7869 | 8.3003 | 24.5911 | 15.9192 | 3.2829 | 7.6809 | 3.7165 | 7.8047 | 7.8047 | 2.3538 | 3.0352 | 67.0836 | 7.1234 | 14.0609 | 4.336 | 2.4777 | 17.7775 | 20.9985 | 13.7512 | 9.3533 | 17.2819 | 10.778 | 31.4667 | 10.4683 | 179.2612 | 83.8699 | 45.3418 | 13.8131 | 8.8578 | 36.0504 | 17.2819 | 14.99 | 8.7339 | 16.4147 | 5.5129 | 16.9103 | 9.663 | 34.3161 | 5.5748 | 25.4583 | 14.7423 | 17.9633 | 14.3087 | 15.9192 | 46.5806 | 32.0242 | 244.7962 | 7.2473 | 49.3061 | 8.3003 | 7.0614 | 8.9197 | 33.6347 | 5.5748 | 14.1229 | 9.4152 | 15.9811 | 336.347 | 44.3507 | 4.7076 | 20.8126 | 5.8845 | 18.273 | 6.3181 | 31.0951 | 10.0966 | 7.3092 | 14.6803 | 72.4106 | 8.61 | 35.6788 | 12.946 | 43.6074 | 16.167 | 9.0436 | 12.4504 | 15.7953 | 2.8493 | 22.4851 | 2.7874 | 7.2473 | 15.7953 | 8.7958 | 0 | 29.4846 | 0 | 23.2903 | 13.3176 | 32.3958 | 21.8656 | 11.5832 | 8.8578 | 0.18583 | 13.8751 | 93.8427 | 11.1496 | 28.1838 | 21.8037 | 19.0163 | 5.6368 | 64.7298 | 8.7339 | 1.4247 | 22.8567 | 29.9182 | 28.6174 | 9.1675 | 13.5654 | 11.9549 | 12.2026 | 37.1654 | 6.5039 | 15.2998 | 10.8399 | 11.5213 | 7.7428 | 9.2294 | 29.3607 | 18.2111 | 28.2457 | 30.7853 | 5.5748 | 5.3473 | 5.4463 | 11.2887 | 9.6383 | 15.7448 | 15.2827 | 12.7411 | 8.8131 | 13.6983 | 10.8926 | 9.3083 | 14.2594 | 12.9061 | 22.3134 | 22.4454 | 23.9308 | 8.5821 | 16.0089 | 8.6151 | 7.5918 | 12.279 | 11.4868 | 5.6774 | 20.8941 | 10.5295 | 9.9024 | 10.3645 | 19.6728 | 15.7778 | 13.7973 | 8.5161 | 8.6481 | 12.312 | 15.3157
05/07/25 05:00 | 31.5699 | 15.4779 | 2.5182 | 8.5988 | 7.9846 | 2.7639 | 20.8214 | 41.0286 | 9.7044 | 8.2303 | 24.3838 | 15.785 | 3.2553 | 7.6161 | 3.6852 | 7.7389 | 7.7389 | 2.334 | 3.0096 | 66.5179 | 7.0633 | 13.9424 | 4.2994 | 2.4568 | 17.6276 | 20.8214 | 13.6353 | 9.2744 | 17.1362 | 10.6871 | 31.2014 | 10.38 | 177.7497 | 83.1628 | 44.9595 | 13.6967 | 8.7831 | 35.7465 | 17.1362 | 14.8637 | 8.6602 | 16.2763 | 5.4664 | 16.7677 | 9.5815 | 34.0267 | 5.5278 | 25.2436 | 14.618 | 17.8118 | 14.188 | 15.785 | 46.1879 | 31.7542 | 242.7321 | 7.1861 | 48.8904 | 8.2303 | 7.0019 | 8.8445 | 33.3511 | 5.5278 | 14.0038 | 9.3359 | 15.8464 | 333.511 | 43.9768 | 4.6679 | 20.6371 | 5.8349 | 18.1189 | 6.2648 | 30.8329 | 10.0115 | 7.2476 | 14.5566 | 71.8001 | 8.5374 | 35.378 | 12.8368 | 43.2397 | 16.0306 | 8.9673 | 12.3454 | 15.6621 | 2.8253 | 22.2955 | 2.7639 | 7.1861 | 15.6621 | 8.7217 | 0 | 29.236 | 0 | 23.0939 | 13.2053 | 32.1227 | 21.6813 | 11.4856 | 8.7831 | 0.18426 | 13.7581 | 93.0514 | 11.0556 | 27.9461 | 21.6199 | 18.856 | 5.5892 | 64.184 | 8.6602 | 1.4127 | 22.664 | 29.6659 | 28.3761 | 9.0902 | 13.451 | 11.8541 | 12.0998 | 36.852 | 6.4491 | 15.1708 | 10.7485 | 11.4241 | 7.6775 | 9.1516 | 29.1131 | 18.0575 | 28.0076 | 30.5258 | 5.5278 | 5.3676 | 5.467 | 11.3317 | 9.675 | 15.8047 | 15.3409 | 12.7896 | 8.8467 | 13.7505 | 10.9341 | 9.3437 | 14.3137 | 12.9553 | 22.3983 | 22.5309 | 24.0219 | 8.6147 | 16.0698 | 8.6479 | 7.6207 | 12.3257 | 11.5305 | 5.699 | 20.9736 | 10.5696 | 9.9401 | 10.404 | 19.7476 | 15.8379 | 13.8499 | 8.5485 | 8.681 | 12.3588 | 15.374
05/07/25 05:30 | 31.5734 | 15.4795 | 2.5185 | 8.5997 | 7.9855 | 2.7642 | 20.8237 | 41.0331 | 9.7054 | 8.2312 | 24.3864 | 15.7867 | 3.2556 | 7.6169 | 3.6856 | 7.7398 | 7.7398 | 2.3342 | 3.0099 | 66.5252 | 7.0641 | 13.9439 | 4.2999 | 2.4571 | 17.6295 | 20.8237 | 13.6367 | 9.2754 | 17.1381 | 10.6883 | 31.2048 | 10.3811 | 177.769 | 83.1718 | 44.9644 | 13.6982 | 8.784 | 35.7504 | 17.1381 | 14.8653 | 8.6612 | 16.2781 | 5.467 | 16.7695 | 9.5826 | 34.0304 | 5.5284 | 25.2464 | 14.6196 | 17.8138 | 14.1896 | 15.7867 | 46.1929 | 31.7576 | 242.7586 | 7.1869 | 48.8957 | 8.2312 | 7.0027 | 8.8455 | 33.3547 | 5.5284 | 14.0053 | 9.3369 | 15.8481 | 333.5473 | 43.9816 | 4.6684 | 20.6394 | 5.8355 | 18.1209 | 6.2655 | 30.8362 | 10.0126 | 7.2484 | 14.5581 | 71.8079 | 8.5383 | 35.3818 | 12.8382 | 43.2444 | 16.0324 | 8.9683 | 12.3468 | 15.6638 | 2.8256 | 22.2979 | 2.7642 | 7.1869 | 15.6638 | 8.7226 | 0 | 29.2391 | 0 | 23.0965 | 13.2068 | 32.1262 | 21.6836 | 11.4868 | 8.784 | 0.18428 | 13.7596 | 93.0615 | 11.0568 | 27.9492 | 21.6222 | 18.858 | 5.5898 | 64.191 | 8.6612 | 1.4128 | 22.6665 | 29.6691 | 28.3792 | 9.0912 | 13.4525 | 11.8554 | 12.1011 | 36.8561 | 6.4498 | 15.1724 | 10.7497 | 11.4254 | 7.6783 | 9.1526 | 29.1163 | 18.0595 | 28.0106 | 30.5291 | 5.5284 | 5.493 | 5.5948 | 11.5964 | 9.901 | 16.174 | 15.6992 | 13.0884 | 9.0533 | 14.0717 | 11.1895 | 9.562 | 14.6481 | 13.2579 | 22.9216 | 23.0572 | 24.5831 | 8.816 | 16.4452 | 8.8499 | 7.7988 | 12.6136 | 11.7999 | 5.8321 | 21.4635 | 10.8165 | 10.1723 | 10.647 | 20.209 | 16.2079 | 14.1734 | 8.7482 | 8.8838 | 12.6476 | 15.7332
05/07/25 06:00 | 32.0713 | 15.7237 | 2.5582 | 8.7354 | 8.1114 | 2.8078 | 21.1521 | 41.6802 | 9.8585 | 8.361 | 24.771 | 16.0356 | 3.307 | 7.737 | 3.7437 | 7.8618 | 7.8618 | 2.371 | 3.0574 | 67.5743 | 7.1755 | 14.1638 | 4.3677 | 2.4958 | 17.9075 | 21.1521 | 13.8518 | 9.4217 | 17.4083 | 10.8568 | 31.6969 | 10.5448 | 180.5726 | 84.4835 | 45.6735 | 13.9142 | 8.9226 | 36.3142 | 17.4083 | 15.0997 | 8.7978 | 16.5348 | 5.5532 | 17.034 | 9.7337 | 34.5671 | 5.6156 | 25.6446 | 14.8501 | 18.0947 | 14.4134 | 16.0356 | 46.9214 | 32.2585 | 246.587 | 7.3003 | 49.6668 | 8.361 | 7.1131 | 8.985 | 33.8808 | 5.6156 | 14.2262 | 9.4841 | 16.098 | 338.8076 | 44.6752 | 4.7421 | 20.9649 | 5.9276 | 18.4067 | 6.3643 | 31.3225 | 10.1705 | 7.3627 | 14.7877 | 72.9403 | 8.673 | 35.9398 | 13.0407 | 43.9264 | 16.2852 | 9.1097 | 12.5415 | 15.9109 | 2.8702 | 22.6496 | 2.8078 | 7.3003 | 15.9109 | 8.8602 | 0 | 29.7003 | 0 | 23.4607 | 13.415 | 32.6328 | 22.0256 | 11.668 | 8.9226 | 0.18719 | 13.9766 | 94.5292 | 11.2312 | 28.39 | 21.9632 | 19.1554 | 5.678 | 65.2033 | 8.7978 | 1.4351 | 23.0239 | 30.137 | 28.8267 | 9.2345 | 13.6646 | 12.0423 | 12.2919 | 37.4373 | 6.5515 | 15.4117 | 10.9192 | 11.6056 | 7.7994 | 9.2969 | 29.5755 | 18.3443 | 28.4523 | 31.0106 | 5.6156 | 5.9419 | 6.0519 | 12.544 | 10.7101 | 17.4956 | 16.9821 | 14.1579 | 9.7931 | 15.2215 | 12.1039 | 10.3433 | 15.8451 | 14.3413 | 24.7946 | 24.9413 | 26.5919 | 9.5364 | 17.789 | 9.5731 | 8.436 | 13.6444 | 12.7641 | 6.3087 | 23.2174 | 11.7004 | 11.0035 | 11.517 | 21.8603 | 17.5323 | 15.3316 | 9.463 | 9.6097 | 13.6811 | 17.0188
05/07/25 06:30 | 32.6856 | 16.0248 | 2.6072 | 8.9027 | 8.2668 | 2.8616 | 21.5572 | 42.4786 | 10.0473 | 8.5211 | 25.2455 | 16.3428 | 3.3703 | 7.8852 | 3.8154 | 8.0124 | 8.0124 | 2.4164 | 3.1159 | 68.8687 | 7.3129 | 14.4351 | 4.4513 | 2.5436 | 18.2505 | 21.5572 | 14.1171 | 9.6022 | 17.7418 | 11.0648 | 32.3041 | 10.7468 | 184.0314 | 86.1018 | 46.5484 | 14.1807 | 9.0935 | 37.0098 | 17.7418 | 15.3889 | 8.9663 | 16.8515 | 5.6596 | 17.3603 | 9.9201 | 35.2292 | 5.7232 | 26.1358 | 15.1346 | 18.4413 | 14.6894 | 16.3428 | 47.8202 | 32.8764 | 251.3103 | 7.4401 | 50.6182 | 8.5211 | 7.2493 | 9.1571 | 34.5297 | 5.7232 | 14.4987 | 9.6658 | 16.4064 | 345.2973 | 45.5309 | 4.8329 | 21.3665 | 6.0411 | 18.7592 | 6.4862 | 31.9225 | 10.3653 | 7.5037 | 15.071 | 74.3375 | 8.8391 | 36.6282 | 13.2905 | 44.7678 | 16.5972 | 9.2842 | 12.7817 | 16.2156 | 2.9252 | 23.0834 | 2.8616 | 7.4401 | 16.2156 | 9.0299 | 0 | 30.2692 | 0 | 23.9101 | 13.672 | 33.2579 | 22.4475 | 11.8915 | 9.0935 | 0.19077 | 14.2443 | 96.3399 | 11.4463 | 28.9338 | 22.3839 | 19.5223 | 5.7868 | 66.4523 | 8.9663 | 1.4626 | 23.465 | 30.7143 | 29.3789 | 9.4114 | 13.9264 | 12.273 | 12.5274 | 38.1544 | 6.677 | 15.7069 | 11.1284 | 11.8279 | 7.9488 | 9.475 | 30.142 | 18.6957 | 28.9973 | 31.6046 | 5.7232 | 6.2259 | 6.3412 | 13.1435 | 11.2219 | 18.3317 | 17.7937 | 14.8345 | 10.2611 | 15.949 | 12.6823 | 10.8376 | 16.6023 | 15.0266 | 25.9795 | 26.1333 | 27.8627 | 9.9921 | 18.6392 | 10.0306 | 8.8392 | 14.2964 | 13.3741 | 6.6102 | 24.327 | 12.2596 | 11.5294 | 12.0674 | 22.905 | 18.3701 | 16.0643 | 9.9153 | 10.069 | 14.3349 | 17.8321
05/07/25 07:00 | 34.023 | 16.6805 | 2.7139 | 9.267 | 8.605 | 2.9787 | 22.4393 | 44.2167 | 10.4584 | 8.8698 | 26.2785 | 17.0115 | 3.5082 | 8.2079 | 3.9716 | 8.3403 | 8.3403 | 2.5153 | 3.2434 | 71.6866 | 7.6122 | 15.0257 | 4.6335 | 2.6477 | 18.9973 | 22.4393 | 14.6948 | 9.9951 | 18.4677 | 11.5175 | 33.6259 | 11.1866 | 191.5615 | 89.6248 | 48.453 | 14.761 | 9.4655 | 38.5241 | 18.4677 | 16.0186 | 9.3332 | 17.541 | 5.8911 | 18.0706 | 10.3261 | 36.6707 | 5.9573 | 27.2052 | 15.7538 | 19.1959 | 15.2905 | 17.0115 | 49.7769 | 34.2216 | 261.5933 | 7.7445 | 52.6893 | 8.8698 | 7.546 | 9.5317 | 35.9426 | 5.9573 | 15.0919 | 10.0613 | 17.0777 | 359.426 | 47.3939 | 5.0306 | 22.2407 | 6.2883 | 19.5268 | 6.7516 | 33.2287 | 10.7894 | 7.8107 | 15.6877 | 77.3792 | 9.2008 | 38.127 | 13.8343 | 46.5996 | 17.2763 | 9.6641 | 13.3047 | 16.8791 | 3.0449 | 24.0279 | 2.9787 | 7.7445 | 16.8791 | 9.3994 | 0 | 31.5077 | 0 | 24.8884 | 14.2314 | 34.6187 | 23.366 | 12.378 | 9.4655 | 0.19858 | 14.8271 | 100.2818 | 11.9147 | 30.1176 | 23.2998 | 20.3211 | 6.0235 | 69.1713 | 9.3332 | 1.5224 | 24.4251 | 31.971 | 30.581 | 9.7965 | 14.4962 | 12.7752 | 13.0399 | 39.7156 | 6.9502 | 16.3496 | 11.5837 | 12.3118 | 8.2741 | 9.8627 | 31.3753 | 19.4606 | 30.1838 | 32.8977 | 5.9573 | 6.6979 | 6.8219 | 14.1399 | 12.0727 | 19.7214 | 19.1426 | 15.9591 | 11.0391 | 17.1581 | 13.6438 | 11.6592 | 17.8609 | 16.1658 | 27.9491 | 28.1144 | 29.9749 | 10.7496 | 20.0522 | 10.791 | 9.5093 | 15.3802 | 14.388 | 7.1113 | 26.1712 | 13.189 | 12.4034 | 12.9823 | 24.6415 | 19.7628 | 17.2821 | 10.6669 | 10.8323 | 15.4216 | 19.184
05/07/25 07:30 | 35.3028 | 17.308 | 2.816 | 9.6155 | 8.9287 | 3.0907 | 23.2833 | 45.8798 | 10.8518 | 9.2034 | 27.2669 | 17.6514 | 3.6402 | 8.5166 | 4.1209 | 8.654 | 8.654 | 2.6099 | 3.3654 | 74.383 | 7.8985 | 15.5909 | 4.8078 | 2.7473 | 19.7118 | 23.2833 | 15.2475 | 10.371 | 19.1624 | 11.9507 | 34.8907 | 11.6073 | 198.7669 | 92.996 | 50.2755 | 15.3162 | 9.8216 | 39.9732 | 19.1624 | 16.6211 | 9.6842 | 18.2008 | 6.1127 | 18.7503 | 10.7145 | 38.05 | 6.1814 | 28.2285 | 16.3464 | 19.9179 | 15.8656 | 17.6514 | 51.6492 | 35.5088 | 271.4328 | 8.0358 | 54.6712 | 9.2034 | 7.8298 | 9.8903 | 37.2945 | 6.1814 | 15.6596 | 10.4397 | 17.7201 | 372.9454 | 49.1766 | 5.2199 | 23.0773 | 6.5248 | 20.2613 | 7.0056 | 34.4786 | 11.1952 | 8.1045 | 16.2777 | 80.2897 | 9.5469 | 39.5611 | 14.3546 | 48.3524 | 17.9261 | 10.0276 | 13.8052 | 17.514 | 3.1594 | 24.9317 | 3.0907 | 8.0358 | 17.514 | 9.7529 | 0 | 32.6928 | 0 | 25.8246 | 14.7667 | 35.9209 | 24.2449 | 12.8436 | 9.8216 | 0.20605 | 15.3849 | 104.0538 | 12.3628 | 31.2505 | 24.1762 | 21.0855 | 6.2501 | 71.7731 | 9.6842 | 1.5797 | 25.3438 | 33.1736 | 31.7313 | 10.165 | 15.0414 | 13.2557 | 13.5304 | 41.2094 | 7.2117 | 16.9646 | 12.0194 | 12.7749 | 8.5853 | 10.2337 | 32.5555 | 20.1926 | 31.3192 | 34.1352 | 6.1814 | 7.1411 | 7.2734 | 15.0757 | 12.8716 | 21.0266 | 20.4095 | 17.0152 | 11.7696 | 18.2936 | 14.5467 | 12.4308 | 19.043 | 17.2356 | 29.7987 | 29.975 | 31.9587 | 11.461 | 21.3793 | 11.5051 | 10.1386 | 16.3981 | 15.3402 | 7.5819 | 27.9032 | 14.0618 | 13.2243 | 13.8414 | 26.2722 | 21.0707 | 18.4258 | 11.3729 | 11.5492 | 16.4422 | 20.4536
05/07/25 08:00 | 36.5212 | 17.9053 | 2.9132 | 9.9474 | 9.2369 | 3.1974 | 24.0869 | 47.4633 | 11.2264 | 9.5211 | 28.208 | 18.2606 | 3.7658 | 8.8106 | 4.2632 | 8.9527 | 8.9527 | 2.7 | 3.4816 | 76.9503 | 8.1711 | 16.129 | 4.9737 | 2.8421 | 20.3922 | 24.0869 | 15.7737 | 10.729 | 19.8237 | 12.3632 | 36.0949 | 12.0079 | 205.627 | 96.2056 | 52.0107 | 15.8448 | 10.1606 | 41.3528 | 19.8237 | 17.1948 | 10.0185 | 18.829 | 6.3237 | 19.3974 | 11.0842 | 39.3633 | 6.3948 | 29.2027 | 16.9106 | 20.6053 | 16.4132 | 18.2606 | 53.4318 | 36.7343 | 280.8009 | 8.3132 | 56.5581 | 9.5211 | 8.1 | 10.2316 | 38.5817 | 6.3948 | 16.2001 | 10.8 | 18.3316 | 385.8171 | 50.8739 | 5.4 | 23.8738 | 6.75 | 20.9606 | 7.2474 | 35.6685 | 11.5816 | 8.3842 | 16.8395 | 83.0608 | 9.8763 | 40.9265 | 14.85 | 50.0212 | 18.5448 | 10.3737 | 14.2816 | 18.1185 | 3.2684 | 25.7922 | 3.1974 | 8.3132 | 18.1185 | 10.0895 | 0 | 33.8212 | 0 | 26.7159 | 15.2764 | 37.1606 | 25.0817 | 13.2869 | 10.1606 | 0.21316 | 15.9158 | 107.6451 | 12.7895 | 32.3291 | 25.0106 | 21.8132 | 6.4658 | 74.2502 | 10.0185 | 1.6342 | 26.2185 | 34.3185 | 32.8264 | 10.5158 | 15.5606 | 13.7132 | 13.9974 | 42.6317 | 7.4606 | 17.5501 | 12.4343 | 13.2158 | 8.8816 | 10.5869 | 33.6791 | 20.8895 | 32.4001 | 35.3133 | 6.3948 | 7.7396 | 7.8829 | 16.3391 | 13.9504 | 22.7888 | 22.1199 | 18.4412 | 12.756 | 19.8267 | 15.7658 | 13.4726 | 20.6389 | 18.6801 | 32.2961 | 32.4872 | 34.6371 | 12.4216 | 23.171 | 12.4693 | 10.9883 | 17.7724 | 16.6258 | 8.2173 | 30.2417 | 15.2403 | 14.3326 | 15.0014 | 28.4741 | 22.8366 | 19.9701 | 12.326 | 12.5171 | 17.8202 | 22.1677
05/07/25 08:30 | 37.4561 | 18.3637 | 2.9877 | 10.2021 | 9.4733 | 3.2792 | 24.7036 | 48.6784 | 11.5138 | 9.7648 | 28.9301 | 18.7281 | 3.8622 | 9.0361 | 4.3723 | 9.1819 | 9.1819 | 2.7691 | 3.5707 | 78.9202 | 8.3803 | 16.5419 | 5.101 | 2.9149 | 20.9142 | 24.7036 | 16.1776 | 11.0037 | 20.3313 | 12.6797 | 37.0189 | 12.3153 | 210.8912 | 98.6685 | 53.3422 | 16.2504 | 10.4207 | 42.4114 | 20.3313 | 17.635 | 10.2749 | 19.311 | 6.4856 | 19.894 | 11.368 | 40.371 | 6.5585 | 29.9503 | 17.3435 | 21.1328 | 16.8334 | 18.7281 | 54.7996 | 37.6748 | 287.9896 | 8.526 | 58.006 | 9.7648 | 8.3074 | 10.4935 | 39.5694 | 6.5585 | 16.6148 | 11.0765 | 18.8009 | 395.6942 | 52.1763 | 5.5383 | 24.4849 | 6.9228 | 21.4972 | 7.4329 | 36.5817 | 11.8781 | 8.5989 | 17.2706 | 85.1872 | 10.1292 | 41.9742 | 15.2302 | 51.3018 | 19.0196 | 10.6393 | 14.6472 | 18.5823 | 3.3521 | 26.4525 | 3.2792 | 8.526 | 18.5823 | 10.3478 | 0 | 34.687 | 0 | 27.3998 | 15.6675 | 38.112 | 25.7238 | 13.627 | 10.4207 | 0.21862 | 16.3233 | 110.4009 | 13.1169 | 33.1567 | 25.6509 | 22.3717 | 6.6313 | 76.1511 | 10.2749 | 1.6761 | 26.8897 | 35.1971 | 33.6668 | 10.785 | 15.9589 | 14.0643 | 14.3558 | 43.7231 | 7.6515 | 17.9994 | 12.7526 | 13.5542 | 9.109 | 10.8579 | 34.5413 | 21.4243 | 33.2296 | 36.2173 | 6.5585 | 8.0767 | 8.2262 | 17.0508 | 14.558 | 23.7813 | 23.0833 | 19.2444 | 13.3116 | 20.6903 | 16.4525 | 14.0594 | 21.5378 | 19.4937 | 33.7027 | 33.9021 | 36.1456 | 12.9626 | 24.1802 | 13.0124 | 11.4669 | 18.5464 | 17.3499 | 8.5752 | 31.5589 | 15.9041 | 14.9568 | 15.6548 | 29.7142 | 23.8312 | 20.8398 | 12.8629 | 13.0623 | 18.5963 | 23.1332
05/07/25 09:00 | 38.5228 | 18.8866 | 3.0728 | 10.4926 | 9.7431 | 3.3726 | 25.407 | 50.0646 | 11.8416 | 10.0429 | 29.754 | 19.2614 | 3.9722 | 9.2934 | 4.4968 | 9.4433 | 9.4433 | 2.848 | 3.6724 | 81.1676 | 8.6189 | 17.013 | 5.2463 | 2.9979 | 21.5098 | 25.407 | 16.6382 | 11.317 | 20.9102 | 13.0408 | 38.0731 | 12.666 | 216.8966 | 101.4782 | 54.8612 | 16.7132 | 10.7174 | 43.6191 | 20.9102 | 18.1372 | 10.5675 | 19.861 | 6.6703 | 20.4605 | 11.6917 | 41.5206 | 6.7452 | 30.8032 | 17.8374 | 21.7346 | 17.3128 | 19.2614 | 56.3601 | 38.7476 | 296.1905 | 8.7688 | 59.6578 | 10.0429 | 8.544 | 10.7924 | 40.6962 | 6.7452 | 17.0879 | 11.3919 | 19.3363 | 406.9622 | 53.662 | 5.696 | 25.1822 | 7.12 | 22.1094 | 7.6446 | 37.6234 | 12.2164 | 8.8437 | 17.7624 | 87.613 | 10.4176 | 43.1695 | 15.6639 | 52.7627 | 19.5612 | 10.9423 | 15.0643 | 19.1115 | 3.4476 | 27.2058 | 3.3726 | 8.7688 | 19.1115 | 10.6425 | 0 | 35.6748 | 0 | 28.1801 | 16.1136 | 39.1973 | 26.4563 | 14.0151 | 10.7174 | 0.22484 | 16.7881 | 113.5447 | 13.4905 | 34.1009 | 26.3813 | 23.0087 | 6.8202 | 78.3196 | 10.5675 | 1.7238 | 27.6554 | 36.1994 | 34.6255 | 11.0922 | 16.4134 | 14.4648 | 14.7646 | 44.9682 | 7.8694 | 18.5119 | 13.1157 | 13.9401 | 9.3684 | 11.1671 | 35.5249 | 22.0344 | 34.1758 | 37.2487 | 6.7452 | 8.2702 | 8.4233 | 17.4593 | 14.9068 | 24.3511 | 23.6364 | 19.7055 | 13.6305 | 21.186 | 16.8467 | 14.3963 | 22.0539 | 19.9608 | 34.5102 | 34.7144 | 37.0117 | 13.2732 | 24.7595 | 13.3242 | 11.7416 | 18.9908 | 17.7656 | 8.7807 | 32.315 | 16.2851 | 15.3152 | 16.0299 | 30.4261 | 24.4022 | 21.3391 | 13.1711 | 13.3753 | 19.0419 | 23.6875
05/07/25 09:30 | 38.7706 | 19.0081 | 3.0926 | 10.5601 | 9.8058 | 3.3943 | 25.5705 | 50.3867 | 11.9178 | 10.1075 | 29.9454 | 19.3853 | 3.9977 | 9.3532 | 4.5257 | 9.5041 | 9.5041 | 2.8663 | 3.696 | 81.6898 | 8.6744 | 17.1224 | 5.28 | 3.0172 | 21.6482 | 25.5705 | 16.7453 | 11.3898 | 21.0447 | 13.1247 | 38.318 | 12.7475 | 218.2919 | 102.131 | 55.2141 | 16.8207 | 10.7864 | 43.8998 | 21.0447 | 18.2539 | 10.6355 | 19.9887 | 6.7132 | 20.5922 | 11.7669 | 41.7877 | 6.7886 | 31.0014 | 17.9521 | 21.8744 | 17.4241 | 19.3853 | 56.7227 | 38.9969 | 298.0959 | 8.8252 | 60.0416 | 10.1075 | 8.5989 | 10.8618 | 40.958 | 6.7886 | 17.1978 | 11.4652 | 19.4607 | 409.5802 | 54.0073 | 5.7326 | 25.3442 | 7.1658 | 22.2516 | 7.6938 | 37.8654 | 12.2949 | 8.9006 | 17.8767 | 88.1767 | 10.4846 | 43.4472 | 15.7647 | 53.1021 | 19.687 | 11.0127 | 15.1613 | 19.2344 | 3.4697 | 27.3808 | 3.3943 | 8.8252 | 19.2344 | 10.7109 | 0 | 35.9043 | 0 | 28.3614 | 16.2173 | 39.4494 | 26.6265 | 14.1052 | 10.7864 | 0.22629 | 16.8961 | 114.2751 | 13.5772 | 34.3203 | 26.5511 | 23.1567 | 6.8641 | 78.8234 | 10.6355 | 1.7349 | 27.8334 | 36.4323 | 34.8483 | 11.1635 | 16.519 | 14.5578 | 14.8595 | 45.2575 | 7.9201 | 18.631 | 13.2001 | 14.0298 | 9.4286 | 11.2389 | 35.7534 | 22.1762 | 34.3957 | 37.4883 | 6.7886 | 8.3677 | 8.5227 | 17.6651 | 15.0825 | 24.6382 | 23.9151 | 19.9378 | 13.7912 | 21.4358 | 17.0453 | 14.566 | 22.3139 | 20.1961 | 34.9171 | 35.1237 | 37.448 | 13.4296 | 25.0514 | 13.4813 | 11.8801 | 19.2147 | 17.975 | 8.8842 | 32.696 | 16.4771 | 15.4957 | 16.2189 | 30.7849 | 24.6899 | 21.5907 | 13.3263 | 13.5329 | 19.2664 | 23.9667
05/07/25 10:00 | 38.8278 | 19.0362 | 3.0972 | 10.5757 | 9.8203 | 3.3993 | 25.6082 | 50.461 | 11.9354 | 10.1224 | 29.9895 | 19.4139 | 4.0036 | 9.367 | 4.5324 | 9.5181 | 9.5181 | 2.8705 | 3.7015 | 81.8103 | 8.6871 | 17.1477 | 5.2878 | 3.0216 | 21.6801 | 25.6082 | 16.77 | 11.4066 | 21.0758 | 13.144 | 38.3745 | 12.7663 | 218.614 | 102.2817 | 55.2956 | 16.8455 | 10.8023 | 43.9645 | 21.0758 | 18.2808 | 10.6512 | 20.0182 | 6.7231 | 20.6225 | 11.7843 | 41.8494 | 6.7986 | 31.0471 | 17.9786 | 21.9067 | 17.4498 | 19.4139 | 56.8064 | 39.0544 | 298.5357 | 8.8382 | 60.1302 | 10.1224 | 8.6116 | 10.8778 | 41.0184 | 6.7986 | 17.2232 | 11.4821 | 19.4894 | 410.1845 | 54.0869 | 5.7411 | 25.3816 | 7.1763 | 22.2844 | 7.7051 | 37.9213 | 12.3131 | 8.9138 | 17.9031 | 88.3068 | 10.5001 | 43.5113 | 15.7879 | 53.1805 | 19.716 | 11.0289 | 15.1836 | 19.2628 | 3.4749 | 27.4212 | 3.3993 | 8.8382 | 19.2628 | 10.7267 | 0 | 35.9572 | 0 | 28.4032 | 16.2412 | 39.5076 | 26.6658 | 14.1261 | 10.8023 | 0.22662 | 16.9211 | 114.4437 | 13.5973 | 34.3709 | 26.5902 | 23.1909 | 6.8742 | 78.9397 | 10.6512 | 1.7374 | 27.8744 | 36.486 | 34.8997 | 11.18 | 16.5434 | 14.5793 | 14.8815 | 45.3243 | 7.9317 | 18.6585 | 13.2196 | 14.0505 | 9.4426 | 11.2555 | 35.8062 | 22.2089 | 34.4464 | 37.5436 | 6.7986 | 8.5292 | 8.6872 | 18.0061 | 15.3737 | 25.1138 | 24.3767 | 20.3227 | 14.0574 | 21.8496 | 17.3743 | 14.8472 | 22.7446 | 20.586 | 35.5911 | 35.8017 | 38.1709 | 13.6889 | 25.535 | 13.7415 | 12.1094 | 19.5856 | 18.322 | 9.0557 | 33.3271 | 16.7952 | 15.7949 | 16.532 | 31.3791 | 25.1665 | 22.0075 | 13.5836 | 13.7942 | 19.6383 | 24.4294
05/07/25 10:30 | 38.6732 | 18.9604 | 3.0848 | 10.5336 | 9.7812 | 3.3858 | 25.5063 | 50.2601 | 11.8879 | 10.0821 | 29.8702 | 19.3366 | 3.9877 | 9.3297 | 4.5144 | 9.4802 | 9.4802 | 2.8591 | 3.6867 | 81.4846 | 8.6526 | 17.0794 | 5.2668 | 3.0096 | 21.5938 | 25.5063 | 16.7032 | 11.3612 | 20.9919 | 13.0917 | 38.2218 | 12.7155 | 217.7437 | 101.8746 | 55.0755 | 16.7785 | 10.7593 | 43.7895 | 20.9919 | 18.208 | 10.6088 | 19.9385 | 6.6963 | 20.5404 | 11.7374 | 41.6828 | 6.7716 | 30.9235 | 17.907 | 21.8195 | 17.3804 | 19.3366 | 56.5803 | 38.8989 | 297.3473 | 8.803 | 59.8908 | 10.0821 | 8.5773 | 10.8345 | 40.8552 | 6.7716 | 17.1547 | 11.4364 | 19.4118 | 408.5516 | 53.8716 | 5.7182 | 25.2805 | 7.1478 | 22.1957 | 7.6744 | 37.7703 | 12.2641 | 8.8783 | 17.8318 | 87.9552 | 10.4583 | 43.3381 | 15.7251 | 52.9688 | 19.6376 | 10.985 | 15.1232 | 19.1861 | 3.461 | 27.312 | 3.3858 | 8.803 | 19.1861 | 10.684 | 0 | 35.8141 | 0 | 28.2901 | 16.1765 | 39.3504 | 26.5596 | 14.0698 | 10.7593 | 0.22572 | 16.8537 | 113.9881 | 13.5431 | 34.2341 | 26.4844 | 23.0986 | 6.8468 | 78.6255 | 10.6088 | 1.7305 | 27.7635 | 36.3408 | 34.7607 | 11.1355 | 16.4775 | 14.5213 | 14.8222 | 45.1438 | 7.9002 | 18.5842 | 13.1669 | 13.9946 | 9.405 | 11.2107 | 35.6636 | 22.1205 | 34.3093 | 37.3941 | 6.7716 | 8.5146 | 8.6723 | 17.9753 | 15.3473 | 25.0707 | 24.3349 | 20.2879 | 14.0333 | 21.8121 | 17.3445 | 14.8217 | 22.7056 | 20.5507 | 35.53 | 35.7403 | 38.1054 | 13.6654 | 25.4912 | 13.718 | 12.0886 | 19.552 | 18.2906 | 9.0402 | 33.27 | 16.7664 | 15.7678 | 16.5036 | 31.3253 | 25.1233 | 21.9698 | 13.5603 | 13.7705 | 19.6046 | 24.3875
05/07/25 11:00 | 38.5531 | 18.9015 | 3.0752 | 10.5009 | 9.7508 | 3.3753 | 25.4271 | 50.1041 | 11.851 | 10.0508 | 29.7774 | 19.2766 | 3.9753 | 9.3008 | 4.5004 | 9.4508 | 9.4508 | 2.8502 | 3.6753 | 81.2316 | 8.6257 | 17.0264 | 5.2504 | 3.0002 | 21.5267 | 25.4271 | 16.6514 | 11.3259 | 20.9267 | 13.0511 | 38.1031 | 12.676 | 217.0676 | 101.5582 | 54.9045 | 16.7264 | 10.7259 | 43.6535 | 20.9267 | 18.1515 | 10.5759 | 19.8766 | 6.6755 | 20.4767 | 11.7009 | 41.5534 | 6.7505 | 30.8275 | 17.8514 | 21.7518 | 17.3264 | 19.2766 | 56.4046 | 38.7781 | 296.424 | 8.7757 | 59.7048 | 10.0508 | 8.5507 | 10.8009 | 40.7283 | 6.7505 | 17.1014 | 11.4009 | 19.3516 | 407.283 | 53.7044 | 5.7005 | 25.202 | 7.1256 | 22.1268 | 7.6506 | 37.6531 | 12.226 | 8.8507 | 17.7764 | 87.6821 | 10.4258 | 43.2035 | 15.6763 | 52.8043 | 19.5766 | 10.9509 | 15.0762 | 19.1266 | 3.4503 | 27.2272 | 3.3753 | 8.7757 | 19.1266 | 10.6509 | 0 | 35.7029 | 0 | 28.2023 | 16.1263 | 39.2282 | 26.4771 | 14.0261 | 10.7259 | 0.22502 | 16.8014 | 113.6342 | 13.5011 | 34.1278 | 26.4021 | 23.0269 | 6.8256 | 78.3814 | 10.5759 | 1.7251 | 27.6772 | 36.2279 | 34.6528 | 11.1009 | 16.4263 | 14.4762 | 14.7762 | 45.0036 | 7.8756 | 18.5265 | 13.1261 | 13.9511 | 9.3758 | 11.1759 | 35.5529 | 22.0518 | 34.2028 | 37.278 | 6.7505 | 8.4699 | 8.6267 | 17.8809 | 15.2667 | 24.9391 | 24.2072 | 20.1814 | 13.9596 | 21.6976 | 17.2535 | 14.7439 | 22.5864 | 20.4428 | 35.3435 | 35.5527 | 37.9054 | 13.5937 | 25.3574 | 13.6459 | 12.0252 | 19.4494 | 18.1946 | 8.9927 | 33.0953 | 16.6784 | 15.685 | 16.417 | 31.1609 | 24.9914 | 21.8544 | 13.4891 | 13.6982 | 19.5017 | 24.2595
05/07/25 11:30 | 37.9979 | 18.6293 | 3.031 | 10.3496 | 9.6104 | 3.3267 | 25.0609 | 49.3825 | 11.6803 | 9.9061 | 29.3486 | 18.9989 | 3.9181 | 9.1668 | 4.4356 | 9.3147 | 9.3147 | 2.8092 | 3.6224 | 80.0617 | 8.5015 | 16.7812 | 5.1748 | 2.957 | 21.2167 | 25.0609 | 16.4115 | 11.1628 | 20.6253 | 12.8631 | 37.5543 | 12.4935 | 213.9414 | 100.0956 | 54.1137 | 16.4855 | 10.5714 | 43.0248 | 20.6253 | 17.8901 | 10.4235 | 19.5904 | 6.5794 | 20.1818 | 11.5324 | 40.9549 | 6.6533 | 30.3835 | 17.5944 | 21.4385 | 17.0769 | 18.9989 | 55.5922 | 38.2197 | 292.155 | 8.6493 | 58.845 | 9.9061 | 8.4275 | 10.6453 | 40.1417 | 6.6533 | 16.8551 | 11.2367 | 19.0729 | 401.4174 | 52.9309 | 5.6184 | 24.8391 | 7.023 | 21.8081 | 7.5404 | 37.1108 | 12.0499 | 8.7233 | 17.5204 | 86.4193 | 10.2757 | 42.5813 | 15.4505 | 52.0438 | 19.2946 | 10.7932 | 14.8591 | 18.8511 | 3.4006 | 26.8351 | 3.3267 | 8.6493 | 18.8511 | 10.4975 | 0 | 35.1887 | 0 | 27.7961 | 15.8941 | 38.6632 | 26.0958 | 13.8241 | 10.5714 | 0.22178 | 16.5594 | 111.9977 | 13.3067 | 33.6363 | 26.0219 | 22.6952 | 6.7273 | 77.2525 | 10.4235 | 1.7003 | 27.2786 | 35.7062 | 34.1537 | 10.941 | 16.1898 | 14.2677 | 14.5634 | 44.3555 | 7.7622 | 18.2597 | 12.937 | 13.7502 | 9.2407 | 11.015 | 35.0409 | 21.7342 | 33.7102 | 36.7411 | 6.6533 | 8.3708 | 8.5258 | 17.6717 | 15.0881 | 24.6474 | 23.924 | 19.9453 | 13.7963 | 21.4437 | 17.0517 | 14.5714 | 22.3222 | 20.2036 | 34.93 | 35.1367 | 37.462 | 13.4346 | 25.0608 | 13.4863 | 11.8845 | 19.2219 | 17.9817 | 8.8875 | 32.7082 | 16.4833 | 15.5015 | 16.2249 | 30.7963 | 24.6991 | 21.5988 | 13.3313 | 13.538 | 19.2735 | 23.9757
05/07/25 12:00 | 37.9729 | 18.6171 | 3.029 | 10.3428 | 9.604 | 3.3245 | 25.0444 | 49.35 | 11.6726 | 9.8995 | 29.3292 | 18.9864 | 3.9155 | 9.1608 | 4.4326 | 9.3085 | 9.3085 | 2.8073 | 3.62 | 80.009 | 8.4959 | 16.7701 | 5.1714 | 2.9551 | 21.2028 | 25.0444 | 16.4007 | 11.1555 | 20.6117 | 12.8546 | 37.5296 | 12.4852 | 213.8006 | 100.0297 | 54.0781 | 16.4746 | 10.5644 | 42.9965 | 20.6117 | 17.8783 | 10.4167 | 19.5775 | 6.5751 | 20.1685 | 11.5248 | 40.928 | 6.6489 | 30.3635 | 17.5828 | 21.4244 | 17.0656 | 18.9864 | 55.5557 | 38.1945 | 291.9627 | 8.6436 | 58.8063 | 9.8995 | 8.422 | 10.6383 | 40.1153 | 6.6489 | 16.844 | 11.2293 | 19.0603 | 401.1532 | 52.8961 | 5.6147 | 24.8227 | 7.0183 | 21.7938 | 7.5355 | 37.0864 | 12.042 | 8.7175 | 17.5089 | 86.3624 | 10.2689 | 42.5533 | 15.4403 | 52.0095 | 19.2819 | 10.7861 | 14.8493 | 18.8387 | 3.3984 | 26.8174 | 3.3245 | 8.6436 | 18.8387 | 10.4906 | 0 | 35.1655 | 0 | 27.7778 | 15.8836 | 38.6378 | 26.0787 | 13.815 | 10.5644 | 0.22163 | 16.5485 | 111.924 | 13.2979 | 33.6141 | 26.0048 | 22.6803 | 6.7228 | 77.2017 | 10.4167 | 1.6992 | 27.2607 | 35.6827 | 34.1313 | 10.9338 | 16.1791 | 14.2583 | 14.5538 | 44.3263 | 7.7571 | 18.2477 | 12.9285 | 13.7412 | 9.2346 | 11.0077 | 35.0178 | 21.7199 | 33.688 | 36.717 | 6.6489 | 8.3232 | 8.4773 | 17.5712 | 15.0023 | 24.5072 | 23.7879 | 19.8318 | 13.7179 | 21.3218 | 16.9546 | 14.4885 | 22.1952 | 20.0887 | 34.7313 | 34.9369 | 37.2489 | 13.3582 | 24.9182 | 13.4096 | 11.8169 | 19.1125 | 17.8794 | 8.837 | 32.5221 | 16.3895 | 15.4133 | 16.1326 | 30.6211 | 24.5586 | 21.4759 | 13.2555 | 13.461 | 19.1639 | 23.8393
05/07/25 12:30 | 37.6396 | 18.4536 | 3.0024 | 10.252 | 9.5197 | 3.2953 | 24.8245 | 48.9168 | 11.5701 | 9.8127 | 29.0718 | 18.8198 | 3.8811 | 9.0804 | 4.3937 | 9.2268 | 9.2268 | 2.7827 | 3.5882 | 79.3067 | 8.4213 | 16.6229 | 5.126 | 2.9291 | 21.0166 | 24.8245 | 16.2568 | 11.0575 | 20.4308 | 12.7418 | 37.2002 | 12.3757 | 211.924 | 99.1517 | 53.6034 | 16.33 | 10.4717 | 42.6191 | 20.4308 | 17.7214 | 10.3253 | 19.4056 | 6.5174 | 19.9914 | 11.4237 | 40.5687 | 6.5906 | 30.097 | 17.4284 | 21.2363 | 16.9158 | 18.8198 | 55.068 | 37.8593 | 289.4 | 8.5678 | 58.2901 | 9.8127 | 8.3481 | 10.5449 | 39.7632 | 6.5906 | 16.6962 | 11.1308 | 18.893 | 397.632 | 52.4318 | 5.5654 | 24.6049 | 6.9567 | 21.6025 | 7.4693 | 36.7608 | 11.9363 | 8.641 | 17.3552 | 85.6044 | 10.1788 | 42.1798 | 15.3048 | 51.553 | 19.1127 | 10.6914 | 14.719 | 18.6733 | 3.3685 | 26.582 | 3.2953 | 8.5678 | 18.6733 | 10.3985 | 0 | 34.8569 | 0 | 27.534 | 15.7442 | 38.2986 | 25.8497 | 13.6938 | 10.4717 | 0.21969 | 16.4032 | 110.9415 | 13.1812 | 33.3191 | 25.7765 | 22.4812 | 6.6638 | 76.524 | 10.3253 | 1.6843 | 27.0214 | 35.3695 | 33.8317 | 10.8379 | 16.0371 | 14.1331 | 14.4261 | 43.9372 | 7.689 | 18.0875 | 12.815 | 13.6205 | 9.1536 | 10.9111 | 34.7104 | 21.5292 | 33.3923 | 36.3947 | 6.5906 | 8.2338 | 8.3863 | 17.3825 | 14.8412 | 24.2441 | 23.5325 | 19.6189 | 13.5706 | 21.0928 | 16.7726 | 14.333 | 21.9569 | 19.873 | 34.3585 | 34.5618 | 36.849 | 13.2148 | 24.6507 | 13.2656 | 11.69 | 18.9073 | 17.6875 | 8.7421 | 32.1729 | 16.2135 | 15.2478 | 15.9594 | 30.2924 | 24.2949 | 21.2453 | 13.1131 | 13.3164 | 18.9582 | 23.5833
05/07/25 13:00 | 37.402 | 18.3371 | 2.9834 | 10.1873 | 9.4596 | 3.2745 | 24.6678 | 48.608 | 11.4971 | 9.7507 | 28.8883 | 18.701 | 3.8566 | 9.023 | 4.366 | 9.1686 | 9.1686 | 2.7651 | 3.5656 | 78.8061 | 8.3681 | 16.518 | 5.0937 | 2.9107 | 20.884 | 24.6678 | 16.1542 | 10.9877 | 20.3018 | 12.6614 | 36.9654 | 12.2975 | 210.5861 | 98.5258 | 53.265 | 16.2269 | 10.4056 | 42.3501 | 20.3018 | 17.6095 | 10.2601 | 19.2831 | 6.4762 | 19.8652 | 11.3516 | 40.3126 | 6.549 | 29.907 | 17.3184 | 21.1023 | 16.8091 | 18.701 | 54.7204 | 37.6203 | 287.573 | 8.5137 | 57.9221 | 9.7507 | 8.2954 | 10.4784 | 39.5122 | 6.549 | 16.5908 | 11.0605 | 18.7737 | 395.1219 | 52.1008 | 5.5303 | 24.4495 | 6.9128 | 21.4661 | 7.4222 | 36.5288 | 11.8609 | 8.5864 | 17.2457 | 85.064 | 10.1145 | 41.9135 | 15.2082 | 51.2276 | 18.992 | 10.6239 | 14.6261 | 18.5554 | 3.3473 | 26.4142 | 3.2745 | 8.5137 | 18.5554 | 10.3328 | 0 | 34.6368 | 0 | 27.3602 | 15.6448 | 38.0569 | 25.6866 | 13.6073 | 10.4056 | 0.2183 | 16.2997 | 110.2412 | 13.098 | 33.1087 | 25.6138 | 22.3393 | 6.6217 | 76.041 | 10.2601 | 1.6736 | 26.8508 | 35.1462 | 33.6181 | 10.7694 | 15.9359 | 14.0439 | 14.335 | 43.6599 | 7.6405 | 17.9733 | 12.7341 | 13.5346 | 9.0958 | 10.8422 | 34.4913 | 21.3933 | 33.1815 | 36.1649 | 6.549 | 8.1293 | 8.2798 | 17.1619 | 14.6528 | 23.9363 | 23.2337 | 19.3698 | 13.3983 | 20.8251 | 16.5597 | 14.151 | 21.6781 | 19.6207 | 33.9223 | 34.123 | 36.3811 | 13.047 | 24.3377 | 13.0972 | 11.5416 | 18.6673 | 17.4629 | 8.6311 | 31.7645 | 16.0077 | 15.0543 | 15.7568 | 29.9078 | 23.9865 | 20.9756 | 12.9467 | 13.1474 | 18.7175 | 23.2839
05/07/25 13:30 | 37.0057 | 18.1429 | 2.9518 | 10.0794 | 9.3594 | 3.2398 | 24.4065 | 48.093 | 11.3753 | 9.6474 | 28.5822 | 18.5028 | 3.8158 | 8.9274 | 4.3197 | 9.0714 | 9.0714 | 2.7358 | 3.5278 | 77.9711 | 8.2795 | 16.343 | 5.0397 | 2.8798 | 20.6627 | 24.4065 | 15.983 | 10.8713 | 20.0867 | 12.5272 | 36.5737 | 12.1672 | 208.3549 | 97.4819 | 52.7007 | 16.055 | 10.2954 | 41.9014 | 20.0867 | 17.4229 | 10.1514 | 19.0788 | 6.4076 | 19.6548 | 11.2313 | 39.8855 | 6.4796 | 29.5901 | 17.1349 | 20.8787 | 16.631 | 18.5028 | 54.1406 | 37.2217 | 284.5261 | 8.4235 | 57.3084 | 9.6474 | 8.2075 | 10.3673 | 39.0935 | 6.4796 | 16.415 | 10.9433 | 18.5748 | 390.9353 | 51.5487 | 5.4717 | 24.1905 | 6.8396 | 21.2387 | 7.3435 | 36.1417 | 11.7353 | 8.4955 | 17.0629 | 84.1627 | 10.0074 | 41.4694 | 15.0471 | 50.6848 | 18.7908 | 10.5113 | 14.4711 | 18.3588 | 3.3118 | 26.1344 | 3.2398 | 8.4235 | 18.3588 | 10.2234 | 0 | 34.2698 | 0 | 27.0703 | 15.479 | 37.6536 | 25.4144 | 13.4632 | 10.2954 | 0.21599 | 16.127 | 109.0731 | 12.9592 | 32.7579 | 25.3424 | 22.1026 | 6.5516 | 75.2353 | 10.1514 | 1.6559 | 26.5663 | 34.7738 | 33.2619 | 10.6553 | 15.767 | 13.8951 | 14.1831 | 43.1973 | 7.5595 | 17.7829 | 12.5992 | 13.3912 | 8.9994 | 10.7273 | 34.1258 | 21.1667 | 32.8299 | 35.7817 | 6.4796 | 7.9842 | 8.1321 | 16.8556 | 14.3913 | 23.5091 | 22.8191 | 19.0242 | 13.1592 | 20.4534 | 16.2642 | 13.8985 | 21.2913 | 19.2706 | 33.3169 | 33.5141 | 35.7319 | 12.8142 | 23.9034 | 12.8635 | 11.3356 | 18.3342 | 17.1513 | 8.4771 | 31.1976 | 15.722 | 14.7856 | 15.4756 | 29.3741 | 23.5584 | 20.6013 | 12.7156 | 12.9128 | 18.3834 | 22.8684
05/07/25 14:00 | 36.6227 | 17.9551 | 2.9213 | 9.975 | 9.2625 | 3.2063 | 24.1539 | 47.5952 | 11.2575 | 9.5475 | 28.2864 | 18.3113 | 3.7763 | 8.835 | 4.275 | 8.9775 | 8.9775 | 2.7075 | 3.4913 | 77.1641 | 8.1938 | 16.1738 | 4.9875 | 2.85 | 20.4488 | 24.1539 | 15.8176 | 10.7588 | 19.8788 | 12.3976 | 36.1952 | 12.0413 | 206.1984 | 96.4729 | 52.1552 | 15.8888 | 10.1888 | 41.4677 | 19.8788 | 17.2426 | 10.0463 | 18.8813 | 6.3413 | 19.4513 | 11.115 | 39.4727 | 6.4125 | 29.2839 | 16.9576 | 20.6626 | 16.4588 | 18.3113 | 53.5802 | 36.8364 | 281.5812 | 8.3363 | 56.7152 | 9.5475 | 8.1225 | 10.26 | 38.6889 | 6.4125 | 16.2451 | 10.83 | 18.3826 | 386.8892 | 51.0152 | 5.415 | 23.9401 | 6.7688 | 21.0188 | 7.2675 | 35.7677 | 11.6138 | 8.4075 | 16.8863 | 83.2916 | 9.9038 | 41.0402 | 14.8913 | 50.1602 | 18.5963 | 10.4025 | 14.3213 | 18.1688 | 3.2775 | 25.8639 | 3.2063 | 8.3363 | 18.1688 | 10.1175 | 0 | 33.9151 | 0 | 26.7901 | 15.3188 | 37.2639 | 25.1514 | 13.3238 | 10.1888 | 0.21375 | 15.9601 | 107.9442 | 12.8251 | 32.4189 | 25.0801 | 21.8738 | 6.4838 | 74.4566 | 10.0463 | 1.6388 | 26.2914 | 34.4139 | 32.9176 | 10.545 | 15.6038 | 13.7513 | 14.0363 | 42.7502 | 7.4813 | 17.5988 | 12.4688 | 13.2526 | 8.9063 | 10.6163 | 33.7726 | 20.9476 | 32.4901 | 35.4114 | 6.4125 | 7.8908 | 8.0369 | 16.6583 | 14.2229 | 23.234 | 22.5521 | 18.8015 | 13.0052 | 20.214 | 16.0738 | 13.7358 | 21.0421 | 19.045 | 32.927 | 33.1218 | 35.3137 | 12.6642 | 23.6236 | 12.7129 | 11.203 | 18.1196 | 16.9506 | 8.3779 | 30.8325 | 15.538 | 14.6126 | 15.2945 | 29.0303 | 23.2827 | 20.3602 | 12.5668 | 12.7616 | 18.1683 | 22.6008
05/07/25 14:30 | 36.2058 | 17.7507 | 2.888 | 9.8615 | 9.1571 | 3.1698 | 23.8789 | 47.0535 | 11.1294 | 9.4389 | 27.9644 | 18.1029 | 3.7333 | 8.7345 | 4.2264 | 8.8754 | 8.8754 | 2.6767 | 3.4515 | 76.2858 | 8.1005 | 15.9897 | 4.9308 | 2.8176 | 20.2161 | 23.8789 | 15.6375 | 10.6363 | 19.6526 | 12.2565 | 35.7832 | 11.9043 | 203.8515 | 95.3749 | 51.5616 | 15.708 | 10.0728 | 40.9957 | 19.6526 | 17.0463 | 9.932 | 18.6664 | 6.2691 | 19.2299 | 10.9885 | 39.0234 | 6.3395 | 28.9506 | 16.7646 | 20.4274 | 16.2715 | 18.1029 | 52.9704 | 36.4172 | 278.3764 | 8.2414 | 56.0697 | 9.4389 | 8.0301 | 10.1433 | 38.2486 | 6.3395 | 16.0602 | 10.7068 | 18.1734 | 382.4858 | 50.4346 | 5.3534 | 23.6676 | 6.6917 | 20.7796 | 7.1848 | 35.3606 | 11.4816 | 8.3118 | 16.6941 | 82.3436 | 9.7911 | 40.5731 | 14.7218 | 49.5893 | 18.3847 | 10.2841 | 14.1583 | 17.962 | 3.2402 | 25.5695 | 3.1698 | 8.2414 | 17.962 | 10.0024 | 0 | 33.5291 | 0 | 26.4852 | 15.1445 | 36.8398 | 24.8651 | 13.1722 | 10.0728 | 0.21132 | 15.7784 | 106.7156 | 12.6791 | 32.0499 | 24.7947 | 21.6249 | 6.41 | 73.6091 | 9.932 | 1.6201 | 25.9921 | 34.0222 | 32.543 | 10.425 | 15.4262 | 13.5948 | 13.8766 | 42.2636 | 7.3961 | 17.3985 | 12.3269 | 13.1017 | 8.8049 | 10.4955 | 33.3883 | 20.7092 | 32.1204 | 35.0084 | 6.3395 | 7.8694 | 8.0151 | 16.6131 | 14.1843 | 23.1709 | 22.4909 | 18.7505 | 12.9699 | 20.1592 | 16.0302 | 13.6985 | 20.985 | 18.9934 | 32.8376 | 33.0319 | 35.2179 | 12.6299 | 23.5595 | 12.6784 | 11.1726 | 18.0704 | 16.9046 | 8.3551 | 30.7488 | 15.4959 | 14.5729 | 15.253 | 28.9515 | 23.2195 | 20.3049 | 12.5327 | 12.727 | 18.119 | 22.5394
05/07/25 15:00 | 36.3756 | 17.834 | 2.9016 | 9.9078 | 9.2001 | 3.1846 | 23.9909 | 47.2741 | 11.1816 | 9.4831 | 28.0956 | 18.1878 | 3.7508 | 8.7754 | 4.2462 | 8.917 | 8.917 | 2.6892 | 3.4677 | 76.6436 | 8.1385 | 16.0647 | 4.9539 | 2.8308 | 20.3109 | 23.9909 | 15.7109 | 10.6862 | 19.7447 | 12.3139 | 35.951 | 11.9601 | 204.8075 | 95.8222 | 51.8034 | 15.7816 | 10.1201 | 41.188 | 19.7447 | 17.1263 | 9.9785 | 18.754 | 6.2985 | 19.3201 | 11.0401 | 39.2064 | 6.3693 | 29.0863 | 16.8432 | 20.5232 | 16.3478 | 18.1878 | 53.2188 | 36.5879 | 279.6818 | 8.2801 | 56.3327 | 9.4831 | 8.0677 | 10.1908 | 38.4279 | 6.3693 | 16.1355 | 10.757 | 18.2586 | 384.2794 | 50.6711 | 5.3785 | 23.7786 | 6.7231 | 20.8771 | 7.2185 | 35.5264 | 11.5355 | 8.3508 | 16.7724 | 82.7298 | 9.837 | 40.7633 | 14.7909 | 49.8219 | 18.4709 | 10.3324 | 14.2247 | 18.0463 | 3.2554 | 25.6894 | 3.1846 | 8.2801 | 18.0463 | 10.0493 | 0 | 33.6864 | 0 | 26.6094 | 15.2155 | 37.0125 | 24.9817 | 13.2339 | 10.1201 | 0.21231 | 15.8524 | 107.2161 | 12.7385 | 32.2002 | 24.9109 | 21.7263 | 6.44 | 73.9543 | 9.9785 | 1.6277 | 26.114 | 34.1818 | 32.6956 | 10.4739 | 15.4986 | 13.6585 | 13.9416 | 42.4618 | 7.4308 | 17.4801 | 12.3847 | 13.1632 | 8.8462 | 10.5447 | 33.5448 | 20.8063 | 32.271 | 35.1725 | 6.3693 | 7.8803 | 8.0262 | 16.6362 | 14.204 | 23.2032 | 22.5221 | 18.7766 | 12.9879 | 20.1872 | 16.0525 | 13.7176 | 21.0142 | 19.0198 | 32.8833 | 33.0779 | 35.2668 | 12.6474 | 23.5923 | 12.6961 | 11.1881 | 18.0955 | 16.9281 | 8.3668 | 30.7916 | 15.5174 | 14.5932 | 15.2742 | 28.9918 | 23.2518 | 20.3332 | 12.5501 | 12.7447 | 18.1442 | 22.5708
05/07/25 15:30 | 36.4294 | 17.8603 | 2.9058 | 9.9224 | 9.2137 | 3.1893 | 24.0264 | 47.3441 | 11.1982 | 9.4972 | 28.1371 | 18.2147 | 3.7563 | 8.7884 | 4.2525 | 8.9302 | 8.9302 | 2.6932 | 3.4728 | 76.757 | 8.1506 | 16.0885 | 4.9612 | 2.835 | 20.3409 | 24.0264 | 15.7341 | 10.702 | 19.774 | 12.3321 | 36.0042 | 11.9778 | 205.1105 | 95.9639 | 51.88 | 15.805 | 10.135 | 41.2489 | 19.774 | 17.1516 | 9.9933 | 18.7817 | 6.3078 | 19.3487 | 11.0564 | 39.2644 | 6.3787 | 29.1294 | 16.8681 | 20.5536 | 16.372 | 18.2147 | 53.2975 | 36.6421 | 280.0956 | 8.2923 | 56.416 | 9.4972 | 8.0797 | 10.2059 | 38.4848 | 6.3787 | 16.1594 | 10.7729 | 18.2856 | 384.8479 | 50.7461 | 5.3865 | 23.8138 | 6.7331 | 20.9079 | 7.2292 | 35.5789 | 11.5525 | 8.3632 | 16.7972 | 82.8522 | 9.8515 | 40.8236 | 14.8127 | 49.8956 | 18.4982 | 10.3477 | 14.2458 | 18.073 | 3.2602 | 25.7274 | 3.1893 | 8.2923 | 18.073 | 10.0642 | 0 | 33.7362 | 0 | 26.6488 | 15.238 | 37.0673 | 25.0187 | 13.2535 | 10.135 | 0.21262 | 15.8759 | 107.3747 | 12.7574 | 32.2478 | 24.9478 | 21.7584 | 6.4496 | 74.0637 | 9.9933 | 1.6301 | 26.1526 | 34.2323 | 32.744 | 10.4894 | 15.5215 | 13.6788 | 13.9623 | 42.5246 | 7.4418 | 17.506 | 12.403 | 13.1826 | 8.8593 | 10.5603 | 33.5945 | 20.8371 | 32.3187 | 35.2246 | 6.3787 | 7.8502 | 7.9955 | 16.5726 | 14.1497 | 23.1144 | 22.436 | 18.7047 | 12.9382 | 20.11 | 15.9911 | 13.6651 | 20.9338 | 18.947 | 32.7575 | 32.9513 | 35.1319 | 12.599 | 23.502 | 12.6475 | 11.1453 | 18.0263 | 16.8633 | 8.3347 | 30.6738 | 15.458 | 14.5373 | 15.2157 | 28.8808 | 23.1628 | 20.2554 | 12.5021 | 12.6959 | 18.0748 | 22.4844
05/07/25 16:00 | 36.7877 | 18.036 | 2.9344 | 10.02 | 9.3043 | 3.2207 | 24.2627 | 47.8097 | 11.3083 | 9.5906 | 28.4138 | 18.3938 | 3.7933 | 8.8749 | 4.2943 | 9.018 | 9.018 | 2.7197 | 3.507 | 77.5118 | 8.2307 | 16.2467 | 5.01 | 2.8629 | 20.541 | 24.2627 | 15.8888 | 10.8073 | 19.9684 | 12.4534 | 36.3583 | 12.0956 | 207.1276 | 96.9077 | 52.3903 | 15.9604 | 10.2347 | 41.6546 | 19.9684 | 17.3203 | 10.0916 | 18.9664 | 6.3699 | 19.539 | 11.1651 | 39.6506 | 6.4414 | 29.4158 | 17.034 | 20.7557 | 16.533 | 18.3938 | 53.8217 | 37.0024 | 282.8501 | 8.3739 | 56.9708 | 9.5906 | 8.1591 | 10.3063 | 38.8633 | 6.4414 | 16.3183 | 10.8789 | 18.4654 | 388.6327 | 51.2451 | 5.4394 | 24.048 | 6.7993 | 21.1136 | 7.3003 | 35.9288 | 11.6661 | 8.4454 | 16.9624 | 83.667 | 9.9484 | 41.2251 | 14.9584 | 50.3863 | 18.6801 | 10.4494 | 14.3859 | 18.2507 | 3.2923 | 25.9804 | 3.2207 | 8.3739 | 18.2507 | 10.1631 | 0 | 34.068 | 0 | 26.9108 | 15.3878 | 37.4318 | 25.2647 | 13.3839 | 10.2347 | 0.21471 | 16.032 | 108.4307 | 12.8829 | 32.565 | 25.1931 | 21.9724 | 6.513 | 74.7921 | 10.0916 | 1.6461 | 26.4098 | 34.569 | 33.066 | 10.5926 | 15.6741 | 13.8133 | 14.0996 | 42.9428 | 7.515 | 17.6781 | 12.525 | 13.3123 | 8.9464 | 10.6641 | 33.9248 | 21.042 | 32.6366 | 35.571 | 6.4414 | 8.0744 | 8.2239 | 17.0459 | 14.5538 | 23.7745 | 23.0767 | 19.2389 | 13.3077 | 20.6843 | 16.4478 | 14.0554 | 21.5316 | 19.4881 | 33.693 | 33.8923 | 36.1352 | 12.9588 | 24.1732 | 13.0087 | 11.4636 | 18.5411 | 17.3449 | 8.5728 | 31.5498 | 15.8995 | 14.9525 | 15.6503 | 29.7056 | 23.8243 | 20.8338 | 12.8592 | 13.0585 | 18.5909 | 23.1265
05/07/25 16:30 | 37.3389 | 18.3062 | 2.9784 | 10.1701 | 9.4437 | 3.269 | 24.6262 | 48.526 | 11.4777 | 9.7343 | 28.8396 | 18.6694 | 3.8501 | 9.0078 | 4.3586 | 9.1531 | 9.1531 | 2.7605 | 3.5595 | 78.6731 | 8.354 | 16.4901 | 5.0851 | 2.9057 | 20.8487 | 24.6262 | 16.1269 | 10.9692 | 20.2676 | 12.64 | 36.903 | 12.2768 | 210.2309 | 98.3596 | 53.1752 | 16.1995 | 10.3881 | 42.2786 | 20.2676 | 17.5798 | 10.2428 | 19.2506 | 6.4653 | 19.8317 | 11.3324 | 40.2446 | 6.5379 | 29.8566 | 17.2892 | 21.0667 | 16.7807 | 18.6694 | 54.6281 | 37.5568 | 287.088 | 8.4993 | 57.8244 | 9.7343 | 8.2814 | 10.4607 | 39.4455 | 6.5379 | 16.5628 | 11.0418 | 18.7421 | 394.4554 | 52.0129 | 5.5209 | 24.4083 | 6.9012 | 21.4299 | 7.4097 | 36.4671 | 11.8409 | 8.572 | 17.2166 | 84.9205 | 10.0975 | 41.8428 | 15.1825 | 51.1412 | 18.96 | 10.606 | 14.6014 | 18.5241 | 3.3416 | 26.3697 | 3.269 | 8.4993 | 18.5241 | 10.3154 | 0 | 34.5784 | 0 | 27.314 | 15.6184 | 37.9927 | 25.6432 | 13.5844 | 10.3881 | 0.21793 | 16.2722 | 110.0552 | 13.0759 | 33.0529 | 25.5706 | 22.3016 | 6.6106 | 75.9127 | 10.2428 | 1.6708 | 26.8055 | 35.0869 | 33.5614 | 10.7513 | 15.909 | 14.0202 | 14.3108 | 43.5862 | 7.6276 | 17.943 | 12.7127 | 13.5117 | 9.0805 | 10.8239 | 34.4331 | 21.3573 | 33.1255 | 36.1039 | 6.5379 | 8.4959 | 8.6532 | 17.9358 | 15.3136 | 25.0157 | 24.2815 | 20.2433 | 14.0025 | 21.7642 | 17.3065 | 14.7892 | 22.6557 | 20.5055 | 35.452 | 35.6618 | 38.0218 | 13.6354 | 25.4353 | 13.6878 | 12.0621 | 19.5091 | 18.2505 | 9.0203 | 33.197 | 16.7296 | 15.7332 | 16.4674 | 31.2565 | 25.0682 | 21.9215 | 13.5305 | 13.7403 | 19.5616 | 24.3339
05/07/25 17:00 | 37.7232 | 18.4947 | 3.0091 | 10.2748 | 9.5409 | 3.3026 | 24.8797 | 49.0255 | 11.5959 | 9.8345 | 29.1364 | 18.8616 | 3.8898 | 9.1005 | 4.4035 | 9.2473 | 9.2473 | 2.7889 | 3.5962 | 79.483 | 8.44 | 16.6599 | 5.1374 | 2.9357 | 21.0634 | 24.8797 | 16.2929 | 11.0821 | 20.4762 | 12.7701 | 37.2829 | 12.4032 | 212.395 | 99.3721 | 53.7226 | 16.3663 | 10.495 | 42.7139 | 20.4762 | 17.7607 | 10.3482 | 19.4488 | 6.5318 | 20.0359 | 11.4491 | 40.6589 | 6.6052 | 30.1639 | 17.4672 | 21.2835 | 16.9534 | 18.8616 | 55.1904 | 37.9434 | 290.0432 | 8.5868 | 58.4196 | 9.8345 | 8.3666 | 10.5684 | 39.8516 | 6.6052 | 16.7333 | 11.1555 | 18.935 | 398.5159 | 52.5483 | 5.5778 | 24.6595 | 6.9722 | 21.6505 | 7.4859 | 36.8425 | 11.9628 | 8.6602 | 17.3938 | 85.7947 | 10.2014 | 42.2735 | 15.3388 | 51.6676 | 19.1552 | 10.7152 | 14.7517 | 18.7148 | 3.376 | 26.6411 | 3.3026 | 8.5868 | 18.7148 | 10.4216 | 0 | 34.9344 | 0 | 27.5952 | 15.7792 | 38.3838 | 25.9072 | 13.7242 | 10.495 | 0.22017 | 16.4397 | 111.1881 | 13.2105 | 33.3931 | 25.8338 | 22.5312 | 6.6786 | 76.6941 | 10.3482 | 1.688 | 27.0815 | 35.4481 | 33.9069 | 10.8619 | 16.0727 | 14.1646 | 14.4581 | 44.0349 | 7.7061 | 18.1277 | 12.8435 | 13.6508 | 9.1739 | 10.9353 | 34.7876 | 21.5771 | 33.4665 | 36.4756 | 6.6052 | 8.997 | 9.1636 | 18.9937 | 16.2168 | 26.4912 | 25.7137 | 21.4373 | 14.8284 | 23.0479 | 18.3272 | 15.6615 | 23.992 | 21.715 | 37.5431 | 37.7652 | 40.2644 | 14.4396 | 26.9355 | 14.4952 | 12.7735 | 20.6598 | 19.3269 | 9.5524 | 35.155 | 17.7163 | 16.6611 | 17.4386 | 33.1001 | 26.5467 | 23.2145 | 14.3286 | 14.5507 | 20.7153 | 25.7692
05/07/25 17:30 | 38.3297 | 18.792 | 3.0574 | 10.44 | 9.6943 | 3.3557 | 25.2797 | 49.8137 | 11.7823 | 9.9926 | 29.6048 | 19.1648 | 3.9523 | 9.2469 | 4.4743 | 9.396 | 9.396 | 2.8337 | 3.654 | 80.7608 | 8.5757 | 16.9277 | 5.22 | 2.9829 | 21.402 | 25.2797 | 16.5548 | 11.2603 | 20.8054 | 12.9754 | 37.8823 | 12.6026 | 215.8096 | 100.9696 | 54.5862 | 16.6294 | 10.6637 | 43.4005 | 20.8054 | 18.0463 | 10.5146 | 19.7614 | 6.6369 | 20.358 | 11.6331 | 41.3125 | 6.7114 | 30.6488 | 17.748 | 21.6257 | 17.226 | 19.1648 | 56.0777 | 38.5534 | 294.7061 | 8.7249 | 59.3588 | 9.9926 | 8.5011 | 10.7383 | 40.4923 | 6.7114 | 17.0023 | 11.3348 | 19.2394 | 404.9226 | 53.3931 | 5.6674 | 25.056 | 7.0843 | 21.9986 | 7.6063 | 37.4348 | 12.1551 | 8.7994 | 17.6734 | 87.1739 | 10.3654 | 42.9531 | 15.5854 | 52.4982 | 19.4631 | 10.8874 | 14.9888 | 19.0157 | 3.4303 | 27.0694 | 3.3557 | 8.7249 | 19.0157 | 10.5891 | 0 | 35.496 | 0 | 28.0388 | 16.0328 | 39.0008 | 26.3237 | 13.9448 | 10.6637 | 0.22371 | 16.704 | 112.9756 | 13.4228 | 33.93 | 26.2491 | 22.8934 | 6.786 | 77.9271 | 10.5146 | 1.7151 | 27.5168 | 36.018 | 34.452 | 11.0366 | 16.3311 | 14.3923 | 14.6906 | 44.7428 | 7.83 | 18.4191 | 13.05 | 13.8703 | 9.3214 | 11.1111 | 35.3468 | 21.924 | 34.0045 | 37.062 | 6.7114 | 9.1924 | 9.3626 | 19.4061 | 16.5689 | 27.0664 | 26.272 | 21.9028 | 15.1504 | 23.5483 | 18.7252 | 16.0015 | 24.5129 | 22.1865 | 38.3582 | 38.5852 | 41.1386 | 14.7532 | 27.5203 | 14.8099 | 13.0509 | 21.1084 | 19.7465 | 9.7598 | 35.9183 | 18.101 | 17.0229 | 17.8173 | 33.8188 | 27.1231 | 23.7185 | 14.6397 | 14.8666 | 21.1651 | 26.3287
05/07/25 18:00 | 38.484 | 18.8677 | 3.0697 | 10.482 | 9.7333 | 3.3692 | 25.3815 | 50.0143 | 11.8297 | 10.0328 | 29.7241 | 19.242 | 3.9682 | 9.2841 | 4.4923 | 9.4338 | 9.4338 | 2.8451 | 3.6687 | 81.086 | 8.6102 | 16.9959 | 5.241 | 2.9949 | 21.4882 | 25.3815 | 16.6215 | 11.3056 | 20.8892 | 13.0277 | 38.0348 | 12.6533 | 216.6787 | 101.3763 | 54.8061 | 16.6964 | 10.7067 | 43.5753 | 20.8892 | 18.1189 | 10.5569 | 19.841 | 6.6636 | 20.44 | 11.68 | 41.4789 | 6.7385 | 30.7723 | 17.8195 | 21.7128 | 17.2954 | 19.242 | 56.3035 | 38.7087 | 295.8929 | 8.76 | 59.5979 | 10.0328 | 8.5354 | 10.7815 | 40.6553 | 6.7385 | 17.0707 | 11.3805 | 19.3169 | 406.5533 | 53.6081 | 5.6902 | 25.1569 | 7.1128 | 22.0871 | 7.6369 | 37.5856 | 12.2041 | 8.8349 | 17.7446 | 87.525 | 10.4072 | 43.1261 | 15.6482 | 52.7097 | 19.5415 | 10.9313 | 15.0492 | 19.0923 | 3.4441 | 27.1784 | 3.3692 | 8.76 | 19.0923 | 10.6318 | 0 | 35.6389 | 0 | 28.1518 | 16.0974 | 39.1579 | 26.4297 | 14.001 | 10.7067 | 0.22462 | 16.7713 | 113.4306 | 13.4769 | 34.0666 | 26.3548 | 22.9856 | 6.8133 | 78.2409 | 10.5569 | 1.722 | 27.6277 | 36.163 | 34.5907 | 11.081 | 16.3969 | 14.4502 | 14.7497 | 44.923 | 7.8615 | 18.4933 | 13.1025 | 13.9261 | 9.359 | 11.1559 | 35.4892 | 22.0123 | 34.1415 | 37.2112 | 6.7385 | 9.0706 | 9.2386 | 19.149 | 16.3495 | 26.7079 | 25.924 | 21.6127 | 14.9497 | 23.2364 | 18.4772 | 15.7896 | 24.1883 | 21.8926 | 37.8502 | 38.0741 | 40.5937 | 14.5578 | 27.1558 | 14.6137 | 12.878 | 20.8288 | 19.485 | 9.6305 | 35.4425 | 17.8612 | 16.7974 | 17.5813 | 33.3709 | 26.7639 | 23.4044 | 14.4458 | 14.6697 | 20.8848 | 25.98
05/07/25 18:30 | 38.441 | 18.8465 | 3.0663 | 10.4703 | 9.7224 | 3.3655 | 25.3531 | 49.9583 | 11.8165 | 10.0216 | 29.6908 | 19.2205 | 3.9638 | 9.2737 | 4.4873 | 9.4233 | 9.4233 | 2.8419 | 3.6646 | 80.9953 | 8.6006 | 16.9768 | 5.2352 | 2.9915 | 21.4641 | 25.3531 | 16.6029 | 11.293 | 20.8658 | 13.0131 | 37.9922 | 12.6391 | 216.4361 | 101.2628 | 54.7447 | 16.6777 | 10.6947 | 43.5265 | 20.8658 | 18.0987 | 10.5451 | 19.8188 | 6.6561 | 20.4171 | 11.6669 | 41.4325 | 6.7309 | 30.7378 | 17.7995 | 21.6885 | 17.276 | 19.2205 | 56.2405 | 38.6653 | 295.5616 | 8.7502 | 59.5311 | 10.0216 | 8.5258 | 10.7695 | 40.6098 | 6.7309 | 17.0516 | 11.3678 | 19.2953 | 406.0981 | 53.5481 | 5.6839 | 25.1287 | 7.1048 | 22.0624 | 7.6284 | 37.5435 | 12.1904 | 8.825 | 17.7247 | 87.427 | 10.3955 | 43.0778 | 15.6307 | 52.6507 | 19.5196 | 10.919 | 15.0324 | 19.0709 | 3.4402 | 27.148 | 3.3655 | 8.7502 | 19.0709 | 10.6199 | 0 | 35.599 | 0 | 28.1202 | 16.0794 | 39.1141 | 26.4001 | 13.9853 | 10.6947 | 0.22436 | 16.7525 | 113.3036 | 13.4618 | 34.0285 | 26.3253 | 22.9599 | 6.8057 | 78.1533 | 10.5451 | 1.7201 | 27.5967 | 36.1225 | 34.552 | 11.0686 | 16.3785 | 14.4341 | 14.7332 | 44.8727 | 7.8527 | 18.4726 | 13.0879 | 13.9105 | 9.3485 | 11.1434 | 35.4494 | 21.9876 | 34.1033 | 37.1696 | 6.7309 | 8.9633 | 9.1293 | 18.9225 | 16.1561 | 26.3919 | 25.6173 | 21.357 | 14.7728 | 22.9615 | 18.2586 | 15.6028 | 23.9021 | 21.6336 | 37.4024 | 37.6237 | 40.1135 | 14.3855 | 26.8346 | 14.4409 | 12.7257 | 20.5824 | 19.2545 | 9.5166 | 35.0232 | 17.6499 | 16.5987 | 17.3733 | 32.9761 | 26.4473 | 23.1275 | 14.2749 | 14.4962 | 20.6377 | 25.6726
05/07/25 19:00 | 38.449 | 18.8505 | 3.0669 | 10.4725 | 9.7245 | 3.3662 | 25.3584 | 49.9687 | 11.8189 | 10.0237 | 29.697 | 19.2245 | 3.9646 | 9.2756 | 4.4882 | 9.4252 | 9.4252 | 2.8425 | 3.6654 | 81.0122 | 8.6024 | 16.9804 | 5.2362 | 2.9921 | 21.4686 | 25.3584 | 16.6064 | 11.2953 | 20.8702 | 13.0158 | 38.0002 | 12.6418 | 216.4813 | 101.2839 | 54.7561 | 16.6812 | 10.6969 | 43.5356 | 20.8702 | 18.1024 | 10.5473 | 19.8229 | 6.6575 | 20.4213 | 11.6693 | 41.4411 | 6.7323 | 30.7442 | 17.8032 | 21.693 | 17.2796 | 19.2245 | 56.2522 | 38.6734 | 295.6233 | 8.752 | 59.5436 | 10.0237 | 8.5276 | 10.7717 | 40.6183 | 6.7323 | 17.0552 | 11.3701 | 19.2993 | 406.1829 | 53.5593 | 5.6851 | 25.134 | 7.1063 | 22.067 | 7.63 | 37.5513 | 12.193 | 8.8268 | 17.7284 | 87.4453 | 10.3977 | 43.0868 | 15.6339 | 52.6616 | 19.5237 | 10.9213 | 15.0355 | 19.0749 | 3.441 | 27.1537 | 3.3662 | 8.752 | 19.0749 | 10.6221 | 0 | 35.6065 | 0 | 28.1261 | 16.0827 | 39.1222 | 26.4056 | 13.9882 | 10.6969 | 0.22441 | 16.756 | 113.3273 | 13.4646 | 34.0356 | 26.3308 | 22.9647 | 6.8071 | 78.1696 | 10.5473 | 1.7205 | 27.6025 | 36.1301 | 34.5592 | 11.0709 | 16.382 | 14.4371 | 14.7363 | 44.8821 | 7.8544 | 18.4765 | 13.0906 | 13.9134 | 9.3504 | 11.1457 | 35.4568 | 21.9922 | 34.1104 | 37.1773 | 6.7323 | 8.9115 | 9.0765 | 18.8132 | 16.0627 | 26.2394 | 25.4693 | 21.2336 | 14.6875 | 22.8288 | 18.1531 | 15.5126 | 23.764 | 21.5086 | 37.1863 | 37.4063 | 39.8817 | 14.3024 | 26.6795 | 14.3574 | 12.6521 | 20.4634 | 19.1432 | 9.4616 | 34.8209 | 17.548 | 16.5028 | 17.2729 | 32.7855 | 26.2944 | 22.9939 | 14.1924 | 14.4124 | 20.5184 | 25.5243
05/07/25 19:30 | 38.0841 | 18.6716 | 3.0378 | 10.3731 | 9.6322 | 3.3342 | 25.1177 | 49.4945 | 11.7068 | 9.9285 | 29.4152 | 19.0421 | 3.927 | 9.1876 | 4.4456 | 9.3358 | 9.3358 | 2.8156 | 3.6306 | 80.2434 | 8.5208 | 16.8192 | 5.1866 | 2.9637 | 21.2649 | 25.1177 | 16.4488 | 11.1881 | 20.6721 | 12.8923 | 37.6395 | 12.5218 | 214.4269 | 100.3227 | 54.2365 | 16.5229 | 10.5954 | 43.1225 | 20.6721 | 17.9306 | 10.4472 | 19.6348 | 6.5943 | 20.2276 | 11.5586 | 41.0478 | 6.6684 | 30.4525 | 17.6343 | 21.4871 | 17.1156 | 19.0421 | 55.7184 | 38.3064 | 292.8179 | 8.669 | 58.9785 | 9.9285 | 8.4467 | 10.6695 | 40.2328 | 6.6684 | 16.8933 | 11.2622 | 19.1161 | 402.3282 | 53.051 | 5.6311 | 24.8954 | 7.0389 | 21.8576 | 7.5575 | 37.195 | 12.0773 | 8.743 | 17.5602 | 86.6154 | 10.299 | 42.6779 | 15.4856 | 52.1619 | 19.3384 | 10.8177 | 14.8928 | 18.8939 | 3.4083 | 26.896 | 3.3342 | 8.669 | 18.8939 | 10.5213 | 0 | 35.2685 | 0 | 27.8592 | 15.9301 | 38.7509 | 26.155 | 13.8555 | 10.5954 | 0.22228 | 16.597 | 112.2518 | 13.3368 | 33.7126 | 26.0809 | 22.7467 | 6.7425 | 77.4278 | 10.4472 | 1.7042 | 27.3405 | 35.7872 | 34.2312 | 10.9659 | 16.2265 | 14.3001 | 14.5964 | 44.4562 | 7.7798 | 18.3011 | 12.9664 | 13.7814 | 9.2617 | 11.0399 | 35.1204 | 21.7835 | 33.7867 | 36.8245 | 6.6684 | 8.8438 | 9.0075 | 18.6702 | 15.9406 | 26.04 | 25.2757 | 21.0722 | 14.5758 | 22.6553 | 18.0151 | 15.3947 | 23.5834 | 21.3451 | 36.9036 | 37.122 | 39.5786 | 14.1937 | 26.4767 | 14.2483 | 12.556 | 20.3079 | 18.9977 | 9.3897 | 34.5562 | 17.4146 | 16.3773 | 17.1416 | 32.5363 | 26.0946 | 22.8191 | 14.0845 | 14.3029 | 20.3625 | 25.3303
05/07/25 20:00 | 37.9251 | 18.5936 | 3.0252 | 10.3298 | 9.5919 | 3.3203 | 25.0128 | 49.2878 | 11.6579 | 9.8871 | 29.2923 | 18.9625 | 3.9106 | 9.1492 | 4.427 | 9.2968 | 9.2968 | 2.8038 | 3.6154 | 79.9082 | 8.4852 | 16.749 | 5.1649 | 2.9514 | 21.1761 | 25.0128 | 16.3801 | 11.1414 | 20.5858 | 12.8384 | 37.4824 | 12.4695 | 213.5313 | 99.9037 | 54.01 | 16.4539 | 10.5511 | 42.9424 | 20.5858 | 17.8558 | 10.4036 | 19.5528 | 6.5668 | 20.1431 | 11.5103 | 40.8764 | 6.6406 | 30.3253 | 17.5606 | 21.3974 | 17.0441 | 18.9625 | 55.4857 | 38.1464 | 291.595 | 8.6327 | 58.7322 | 9.8871 | 8.4114 | 10.6249 | 40.0648 | 6.6406 | 16.8228 | 11.2152 | 19.0363 | 400.648 | 52.8295 | 5.6076 | 24.7915 | 7.0095 | 21.7663 | 7.526 | 37.0396 | 12.0268 | 8.7065 | 17.4868 | 86.2537 | 10.256 | 42.4997 | 15.4209 | 51.944 | 19.2577 | 10.7725 | 14.8306 | 18.815 | 3.3941 | 26.7836 | 3.3203 | 8.6327 | 18.815 | 10.4774 | 0 | 35.1213 | 0 | 27.7428 | 15.8636 | 38.5891 | 26.0458 | 13.7976 | 10.5511 | 0.22135 | 16.5277 | 111.783 | 13.2811 | 33.5718 | 25.972 | 22.6517 | 6.7144 | 77.1044 | 10.4036 | 1.697 | 27.2264 | 35.6377 | 34.0883 | 10.9201 | 16.1587 | 14.2403 | 14.5355 | 44.2705 | 7.7473 | 18.2247 | 12.9122 | 13.7239 | 9.223 | 10.9938 | 34.9737 | 21.6925 | 33.6456 | 36.6707 | 6.6406 | 8.8219 | 8.9852 | 18.6239 | 15.9011 | 25.9755 | 25.2131 | 21.02 | 14.5397 | 22.5992 | 17.9705 | 15.3566 | 23.525 | 21.2923 | 36.8122 | 37.03 | 39.4806 | 14.1585 | 26.4111 | 14.213 | 12.5249 | 20.2576 | 18.9507 | 9.3664 | 34.4706 | 17.3714 | 16.3368 | 17.0992 | 32.4557 | 26.0299 | 22.7626 | 14.0496 | 14.2675 | 20.3121 | 25.2676
05/07/25 20:30 | 37.7167 | 18.4915 | 3.0085 | 10.273 | 9.5392 | 3.302 | 24.8754 | 49.0171 | 11.5939 | 9.8328 | 29.1314 | 18.8584 | 3.8891 | 9.099 | 4.4027 | 9.2457 | 9.2457 | 2.7884 | 3.5956 | 79.4693 | 8.4386 | 16.657 | 5.1365 | 2.9352 | 21.0597 | 24.8754 | 16.2901 | 11.0802 | 20.4727 | 12.7679 | 37.2765 | 12.401 | 212.3584 | 99.355 | 53.7133 | 16.3635 | 10.4932 | 42.7065 | 20.4727 | 17.7577 | 10.3464 | 19.4454 | 6.5307 | 20.0324 | 11.4471 | 40.6519 | 6.6041 | 30.1587 | 17.4642 | 21.2799 | 16.9505 | 18.8584 | 55.1809 | 37.9369 | 289.9932 | 8.5853 | 58.4096 | 9.8328 | 8.3652 | 10.5666 | 39.8447 | 6.6041 | 16.7304 | 11.1536 | 18.9317 | 398.4471 | 52.5393 | 5.5768 | 24.6553 | 6.971 | 21.6468 | 7.4846 | 36.8362 | 11.9608 | 8.6587 | 17.3908 | 85.7799 | 10.1997 | 42.2662 | 15.3362 | 51.6587 | 19.1519 | 10.7133 | 14.7491 | 18.7116 | 3.3754 | 26.6365 | 3.302 | 8.5853 | 18.7116 | 10.4198 | 0 | 34.9283 | 0 | 27.5904 | 15.7765 | 38.3771 | 25.9027 | 13.7218 | 10.4932 | 0.22014 | 16.4369 | 111.1689 | 13.2082 | 33.3874 | 25.8294 | 22.5273 | 6.6775 | 76.6809 | 10.3464 | 1.6877 | 27.0768 | 35.442 | 33.901 | 10.8601 | 16.07 | 14.1621 | 14.4556 | 44.0273 | 7.7048 | 18.1246 | 12.8413 | 13.6485 | 9.1724 | 10.9334 | 34.7816 | 21.5734 | 33.4608 | 36.4693 | 6.6041 | 8.7528 | 8.9149 | 18.4781 | 15.7767 | 25.7722 | 25.0157 | 20.8555 | 14.4259 | 22.4223 | 17.8298 | 15.2364 | 23.3408 | 21.1256 | 36.5241 | 36.7402 | 39.1715 | 14.0477 | 26.2044 | 14.1017 | 12.4268 | 20.099 | 18.8023 | 9.2931 | 34.2008 | 17.2355 | 16.2089 | 16.9653 | 32.2017 | 25.8262 | 22.5844 | 13.9397 | 14.1558 | 20.1531 | 25.0698
05/07/25 21:00 | 37.3128 | 18.2934 | 2.9763 | 10.163 | 9.4371 | 3.2667 | 24.609 | 48.4921 | 11.4697 | 9.7275 | 28.8194 | 18.6564 | 3.8474 | 9.0015 | 4.3556 | 9.1467 | 9.1467 | 2.7585 | 3.5571 | 78.6182 | 8.3482 | 16.4786 | 5.0815 | 2.9037 | 20.8342 | 24.609 | 16.1156 | 10.9615 | 20.2534 | 12.6312 | 36.8772 | 12.2682 | 210.084 | 98.2908 | 53.138 | 16.1882 | 10.3808 | 42.2491 | 20.2534 | 17.5675 | 10.2356 | 19.2371 | 6.4608 | 19.8179 | 11.3245 | 40.2165 | 6.5334 | 29.8357 | 17.2771 | 21.052 | 16.769 | 18.6564 | 54.5899 | 37.5306 | 286.8873 | 8.4934 | 57.784 | 9.7275 | 8.2756 | 10.4534 | 39.418 | 6.5334 | 16.5512 | 11.0341 | 18.729 | 394.1797 | 51.9765 | 5.5171 | 24.3912 | 6.8963 | 21.4149 | 7.4045 | 36.4417 | 11.8326 | 8.566 | 17.2045 | 84.8611 | 10.0904 | 41.8135 | 15.1719 | 51.1054 | 18.9468 | 10.5986 | 14.5912 | 18.5112 | 3.3393 | 26.3512 | 3.2667 | 8.4934 | 18.5112 | 10.3082 | 0 | 34.5542 | 0 | 27.2949 | 15.6075 | 37.9661 | 25.6253 | 13.5749 | 10.3808 | 0.21778 | 16.2608 | 109.9783 | 13.0667 | 33.0298 | 25.5527 | 22.286 | 6.606 | 75.8596 | 10.2356 | 1.6696 | 26.7868 | 35.0624 | 33.5379 | 10.7438 | 15.8979 | 14.0104 | 14.3008 | 43.5558 | 7.6223 | 17.9305 | 12.7038 | 13.5023 | 9.0741 | 10.8163 | 34.4091 | 21.3423 | 33.1024 | 36.0787 | 6.5334 | 8.622 | 8.7817 | 18.202 | 15.5409 | 25.387 | 24.6419 | 20.5438 | 14.2103 | 22.0872 | 17.5633 | 15.0087 | 22.992 | 20.8099 | 35.9782 | 36.1911 | 38.5861 | 13.8378 | 25.8128 | 13.891 | 12.2411 | 19.7987 | 18.5213 | 9.1542 | 33.6897 | 16.9779 | 15.9667 | 16.7118 | 31.7204 | 25.4402 | 22.2469 | 13.7313 | 13.9442 | 19.8519 | 24.6951
05/07/25 21:30 | 36.7103 | 17.9981 | 2.9283 | 9.9989 | 9.2847 | 3.2139 | 24.2117 | 47.7091 | 11.2845 | 9.5704 | 28.3541 | 18.3552 | 3.7853 | 8.8562 | 4.2853 | 8.999 | 8.999 | 2.714 | 3.4996 | 77.3488 | 8.2134 | 16.2125 | 4.9995 | 2.8568 | 20.4978 | 24.2117 | 15.8554 | 10.7846 | 19.9264 | 12.4272 | 36.2818 | 12.0701 | 206.692 | 96.7039 | 52.2801 | 15.9269 | 10.2132 | 41.567 | 19.9264 | 17.2839 | 10.0703 | 18.9265 | 6.3565 | 19.4979 | 11.1417 | 39.5672 | 6.4279 | 29.354 | 16.9982 | 20.7121 | 16.4982 | 18.3552 | 53.7085 | 36.9246 | 282.2553 | 8.3562 | 56.851 | 9.5704 | 8.142 | 10.2846 | 38.7815 | 6.4279 | 16.284 | 10.856 | 18.4266 | 387.8154 | 51.1374 | 5.428 | 23.9974 | 6.785 | 21.0692 | 7.2849 | 35.8533 | 11.6416 | 8.4277 | 16.9267 | 83.491 | 9.9275 | 41.1384 | 14.927 | 50.2803 | 18.6409 | 10.4274 | 14.3556 | 18.2123 | 3.2854 | 25.9258 | 3.2139 | 8.3562 | 18.2123 | 10.1418 | 0 | 33.9963 | 0 | 26.8543 | 15.3555 | 37.3531 | 25.2116 | 13.3557 | 10.2132 | 0.21426 | 15.9983 | 108.2026 | 12.8558 | 32.4965 | 25.1402 | 21.9262 | 6.4993 | 74.6348 | 10.0703 | 1.6427 | 26.3543 | 34.4963 | 32.9964 | 10.5703 | 15.6412 | 13.7842 | 14.0699 | 42.8525 | 7.4992 | 17.641 | 12.4987 | 13.2843 | 8.9276 | 10.6417 | 33.8535 | 20.9977 | 32.5679 | 35.4962 | 6.4279 | 8.5913 | 8.7504 | 18.1373 | 15.4856 | 25.2967 | 24.5543 | 20.4707 | 14.1598 | 22.0087 | 17.5009 | 14.9553 | 22.9103 | 20.7359 | 35.8503 | 36.0624 | 38.4489 | 13.7886 | 25.721 | 13.8416 | 12.1976 | 19.7283 | 18.4555 | 9.1217 | 33.5699 | 16.9175 | 15.9099 | 16.6524 | 31.6077 | 25.3498 | 22.1678 | 13.6825 | 13.8946 | 19.7813 | 24.6073
05/07/25 22:00 | 36.4057 | 17.8487 | 2.904 | 9.916 | 9.2077 | 3.1873 | 24.0108 | 47.3133 | 11.1909 | 9.491 | 28.1188 | 18.2029 | 3.7539 | 8.7827 | 4.2497 | 8.9244 | 8.9244 | 2.6915 | 3.4706 | 76.707 | 8.1453 | 16.078 | 4.958 | 2.8331 | 20.3277 | 24.0108 | 15.7239 | 10.6951 | 19.7611 | 12.3241 | 35.9808 | 11.97 | 204.977 | 95.9015 | 51.8463 | 15.7947 | 10.1284 | 41.2221 | 19.7611 | 17.1404 | 9.9868 | 18.7695 | 6.3037 | 19.3361 | 11.0492 | 39.2389 | 6.3745 | 29.1104 | 16.8571 | 20.5402 | 16.3613 | 18.2029 | 53.2629 | 36.6182 | 279.9133 | 8.2869 | 56.3793 | 9.491 | 8.0744 | 10.1993 | 38.4597 | 6.3745 | 16.1488 | 10.7659 | 18.2737 | 384.5975 | 50.713 | 5.3829 | 23.7983 | 6.7287 | 20.8943 | 7.2245 | 35.5558 | 11.545 | 8.3577 | 16.7863 | 82.7982 | 9.8451 | 40.7971 | 14.8031 | 49.8631 | 18.4862 | 10.3409 | 14.2365 | 18.0612 | 3.2581 | 25.7107 | 3.1873 | 8.2869 | 18.0612 | 10.0576 | 0 | 33.7143 | 0 | 26.6314 | 15.2281 | 37.0432 | 25.0024 | 13.2449 | 10.1284 | 0.21248 | 15.8655 | 107.3048 | 12.7491 | 32.2269 | 24.9315 | 21.7443 | 6.4454 | 74.0155 | 9.9868 | 1.6291 | 26.1356 | 34.2101 | 32.7227 | 10.4826 | 15.5114 | 13.6699 | 13.9532 | 42.497 | 7.437 | 17.4946 | 12.3949 | 13.1741 | 8.8535 | 10.5534 | 33.5726 | 20.8235 | 32.2977 | 35.2016 | 6.3745 | 8.4996 | 8.657 | 17.9437 | 15.3203 | 25.0267 | 24.2921 | 20.2522 | 14.0086 | 21.7737 | 17.3141 | 14.7956 | 22.6657 | 20.5145 | 35.4676 | 35.6775 | 38.0385 | 13.6414 | 25.4464 | 13.6938 | 12.0674 | 19.5177 | 18.2585 | 9.0243 | 33.2115 | 16.7369 | 15.7401 | 16.4746 | 31.2702 | 25.0791 | 21.9311 | 13.5364 | 13.7463 | 19.5701 | 24.3446
05/07/25 22:30 | 35.8801 | 17.591 | 2.862 | 9.7728 | 9.0747 | 3.1413 | 23.6641 | 46.6302 | 11.0293 | 9.354 | 27.7129 | 17.9401 | 3.6997 | 8.6559 | 4.1883 | 8.7955 | 8.7955 | 2.6526 | 3.4205 | 75.5996 | 8.0277 | 15.8459 | 4.8864 | 2.7922 | 20.0342 | 23.6641 | 15.4969 | 10.5407 | 19.4758 | 12.1462 | 35.4613 | 11.7972 | 202.0177 | 94.5169 | 51.0978 | 15.5667 | 9.9822 | 40.6269 | 19.4758 | 16.893 | 9.8426 | 18.4985 | 6.2127 | 19.057 | 10.8897 | 38.6724 | 6.2825 | 28.6901 | 16.6138 | 20.2437 | 16.1251 | 17.9401 | 52.4939 | 36.0895 | 275.8721 | 8.1673 | 55.5653 | 9.354 | 7.9579 | 10.052 | 37.9045 | 6.2825 | 15.9157 | 10.6105 | 18.0099 | 379.045 | 49.9809 | 5.3052 | 23.4547 | 6.6315 | 20.5927 | 7.1202 | 35.0425 | 11.3783 | 8.2371 | 16.544 | 81.6029 | 9.703 | 40.2081 | 14.5894 | 49.1432 | 18.2193 | 10.1916 | 14.0309 | 17.8005 | 3.2111 | 25.3395 | 3.1413 | 8.1673 | 17.8005 | 9.9124 | 0 | 33.2275 | 0 | 26.2469 | 15.0082 | 36.5084 | 24.6414 | 13.0537 | 9.9822 | 0.20942 | 15.6365 | 105.7556 | 12.565 | 31.7616 | 24.5716 | 21.4304 | 6.3523 | 72.947 | 9.8426 | 1.6055 | 25.7583 | 33.7162 | 32.2502 | 10.3312 | 15.2874 | 13.4725 | 13.7517 | 41.8834 | 7.3296 | 17.242 | 12.216 | 12.9839 | 8.7257 | 10.401 | 33.0879 | 20.5229 | 31.8314 | 34.6934 | 6.2825 | 8.2071 | 8.3591 | 17.3261 | 14.7931 | 24.1654 | 23.4561 | 19.5552 | 13.5265 | 21.0244 | 16.7182 | 14.2865 | 21.8857 | 19.8085 | 34.247 | 34.4496 | 36.7294 | 13.1719 | 24.5707 | 13.2226 | 11.6521 | 18.846 | 17.6301 | 8.7137 | 32.0686 | 16.1609 | 15.1984 | 15.9076 | 30.1941 | 24.2161 | 21.1764 | 13.0706 | 13.2732 | 18.8966 | 23.5068
05/07/25 23:00 | 35.1831 | 17.2493 | 2.8064 | 9.5829 | 8.8984 | 3.0802 | 23.2044 | 45.7243 | 10.815 | 9.1722 | 27.1745 | 17.5915 | 3.6278 | 8.4877 | 4.107 | 8.6246 | 8.6246 | 2.6011 | 3.354 | 74.1309 | 7.8717 | 15.5381 | 4.7915 | 2.738 | 19.645 | 23.2044 | 15.1958 | 10.3359 | 19.0974 | 11.9102 | 34.7724 | 11.568 | 198.0931 | 92.6807 | 50.1051 | 15.2643 | 9.7883 | 39.8377 | 19.0974 | 16.5648 | 9.6514 | 18.1391 | 6.092 | 18.6867 | 10.6781 | 37.9211 | 6.1605 | 28.1328 | 16.291 | 19.8504 | 15.8119 | 17.5915 | 51.4741 | 35.3884 | 270.5128 | 8.0086 | 54.4859 | 9.1722 | 7.8033 | 9.8567 | 37.1681 | 6.1605 | 15.6065 | 10.4043 | 17.66 | 371.6813 | 49.0099 | 5.2022 | 22.9991 | 6.5027 | 20.1926 | 6.9819 | 34.3617 | 11.1573 | 8.0771 | 16.2226 | 80.0176 | 9.5145 | 39.427 | 14.306 | 48.1885 | 17.8653 | 9.9936 | 13.7584 | 17.4546 | 3.1487 | 24.8472 | 3.0802 | 8.0086 | 17.4546 | 9.7198 | 0 | 32.582 | 0 | 25.737 | 14.7167 | 35.7991 | 24.1627 | 12.8001 | 9.7883 | 0.20535 | 15.3327 | 103.7011 | 12.3209 | 31.1446 | 24.0943 | 21.014 | 6.2289 | 71.5298 | 9.6514 | 1.5743 | 25.2579 | 33.0612 | 31.6237 | 10.1305 | 14.9905 | 13.2108 | 13.4846 | 41.0698 | 7.1872 | 16.907 | 11.9787 | 12.7316 | 8.5562 | 10.199 | 32.4451 | 20.1242 | 31.213 | 34.0194 | 6.1605 | 7.7781 | 7.9221 | 16.4204 | 14.0197 | 22.9021 | 22.2299 | 18.5329 | 12.8194 | 19.9253 | 15.8442 | 13.5396 | 20.7415 | 18.773 | 32.4566 | 32.6487 | 34.8093 | 12.4833 | 23.2862 | 12.5313 | 11.0429 | 17.8608 | 16.7084 | 8.2582 | 30.3921 | 15.3161 | 14.4038 | 15.076 | 28.6156 | 22.9501 | 20.0693 | 12.3873 | 12.5793 | 17.9088 | 22.2779
05/07/25 23:30 | 33.9882 | 16.6635 | 2.7111 | 9.2575 | 8.5962 | 2.9756 | 22.4164 | 44.1715 | 10.4477 | 8.8607 | 26.2516 | 16.9941 | 3.5046 | 8.1995 | 3.9675 | 8.3317 | 8.3317 | 2.5127 | 3.2401 | 71.6133 | 7.6044 | 15.0104 | 4.6287 | 2.645 | 18.9779 | 22.4164 | 14.6797 | 9.9849 | 18.4489 | 11.5057 | 33.5915 | 11.1751 | 191.3655 | 89.5332 | 48.4034 | 14.7459 | 9.4559 | 38.4847 | 18.4489 | 16.0022 | 9.3236 | 17.5231 | 5.8851 | 18.0521 | 10.3155 | 36.6332 | 5.9512 | 27.1773 | 15.7377 | 19.1762 | 15.2749 | 16.9941 | 49.7259 | 34.1866 | 261.3257 | 7.7366 | 52.6354 | 8.8607 | 7.5382 | 9.522 | 35.9058 | 5.9512 | 15.0765 | 10.051 | 17.0602 | 359.0584 | 47.3454 | 5.0255 | 22.218 | 6.2819 | 19.5069 | 6.7447 | 33.1947 | 10.7784 | 7.8027 | 15.6716 | 77.3 | 9.1914 | 38.088 | 13.8201 | 46.552 | 17.2586 | 9.6542 | 13.2911 | 16.8619 | 3.0417 | 24.0033 | 2.9756 | 7.7366 | 16.8619 | 9.3897 | 0 | 31.4755 | 0 | 24.863 | 14.2169 | 34.5833 | 23.3421 | 12.3654 | 9.4559 | 0.19837 | 14.812 | 100.1793 | 11.9025 | 30.0868 | 23.276 | 20.3004 | 6.0174 | 69.1006 | 9.3236 | 1.5209 | 24.4001 | 31.9383 | 30.5497 | 9.7865 | 14.4814 | 12.7621 | 13.0266 | 39.675 | 6.9431 | 16.3329 | 11.5719 | 12.2992 | 8.2656 | 9.8526 | 31.3432 | 19.4407 | 30.153 | 32.8641 | 5.9512 | 7.3233 | 7.4589 | 15.4604 | 13.2001 | 21.5631 | 20.9303 | 17.4494 | 12.0699 | 18.7604 | 14.9179 | 12.748 | 19.5289 | 17.6754 | 30.5591 | 30.7399 | 32.7742 | 11.7535 | 21.9248 | 11.7987 | 10.3973 | 16.8165 | 15.7316 | 7.7754 | 28.6152 | 14.4206 | 13.5617 | 14.1946 | 26.9426 | 21.6083 | 18.896 | 11.6631 | 11.8439 | 16.8617 | 20.9755

## ts_VOLL
timestep | AA_I_Z_110_PF0.993 | AGN_I_Z_110_PF0.95 | AHA_I_Z_110_PF0.998 | ANR_I_Z_110_PF0.95 | ARD_I_Z_110_PF0.99 | ARI_I_T_110_PF0.998 | ARK_I_Z_110_PF0.997 | ATH_I_Z_110_PF0.998 | ATY_I_Z_110_PF0.968 | BAL_I_Z_110_PF1 | BAN_I_Z_110_PF0.987 | BAR_I_T_110_PF1 | BDA_I_Z_110_PF0.95 | BDN_I_Z_110_PF0.96 | BDN_I_Z_110_PF0.95 | BEG_I_Z_110_PF1 | BIN_I_Z_110_PF0.99 | BIN_I_Z_110_PF0.999 | BK_I_Z_110_PF0.996 | BLC_I_Z_110_PF0.95 | BLI_I_Z_110_PF0.991 | BLK_I_Z_110_PF0.99 | BOG_I_Z_110_PF0.97 | BRI_I_Z_110_PF0.95 | BRY_I_Z_110_PF0.976 | BUT_I_Z_110_PF0.989 | CAH_I_Z_110_PF0.981 | CBG_I_Z_110_PF0.984 | CBR_I_Z_110_PF0.988 | CF_I_Z_110_PF0.964 | CFM_I_Z_110_PF0.95 | CHA_I_Z_110_PF0.96 | CKM_I_Z_110_PF0.998 | CLE_I_Z_220_PF0.95 | CLG_I_Z_110_PF0.95 | CLN_I_Z_110_PF0.925 | CLU_I_Z_110_PF0.95 | CLW_I_Z_110_PF0.991 | COL_I_Z_110_PF0.986 | COS_I_Z_110_PF0.989 | COW_I_Z_110_PF0.997 | CRA_I_Z_110_PF0.979 | CRO_I_Z_110_PF1 | CVW_I_Z_110_PF0.982 | DAL_I_T_110_PF0.987 | DDK_I_Z_110_PF0.986 | DFR_I_T_110_PF0.991 | DGN_I_Z_110_PF0.984 | DLT_I_Z_110_PF0.981 | DMY_I_Z_110_PF0.976 | DOO_I_Z_110_PF0.984 | DRU_I_Z_110_PF0.945 | DRY_I_Z_110_PF0.985 | ENN_I_Z_110_PF0.981 | FIN_I_Z_110_PF0.994 | FTT_I_Z_110_PF0.997 | GAL_I_Z_110_PF0.988 | GI_I_Z_110_PF0.952 | GIL_I_Z_110_PF0.95 | GLE_I_Z_110_PF0.998 | GRI_I_T_110_PF0.997 | GWE_I_Z_110_PF0.98 | GWE_I_Z_110_PF0.95 | HN_I_Z_220_PF0.95 | IKE_I_T_110_PF0.967 | INC_I_Z_110_PF0.995 | KBY_I_Z_110_PF0.993 | KCY_I_Z_110_PF0.95 | KER_I_Z_110_PF0.971 | KSE_I_Z_110_PF0.95 | KTL_I_Z_110_PF0.988 | KIN_I_Z_110_PF0.95 | KKY_I_Z_110_PF0.978 | KLM_I_Z_110_PF0.989 | KTN_I_Z_110_PF0.976 | KUR_I_Z_110_PF0.95 | KYT_I_Z_220_PF0.95 | LA_I_Z_110_PF0.984 | LET_I_Z_110_PF0.987 | LIB_I_Z_110_PF0.986 | LIM_I_Z_110_PF0.993 | LIS_I_Z_110_PF0.952 | MAC_I_Z_110_PF0.973 | MAL_I_Z_110_PF0.981 | MCE_I_Z_110_PF0.995 | MCE_I_Z_110_PF0.95 | MID_I_Z_110_PF0.98 | MLN_I_Z_110_PF0.95 | MON_I_Z_110_PF0.975 | MOY_I_Z_110_PF0.989 | MR_I_Z_110_PF0.992 | MTA_I_Z_110_PF0.95 | MTH_I_Z_110_PF0.938 | MTN_I_Z_110_PF0.95 | MUL_I_Z_110_PF0.985 | MUN_I_Z_110_PF0.95 | NAV_I_Z_110_PF0.98 | NEW_I_Z_110_PF0.981 | NEN_I_Z_110_PF0.954 | OBE_I_Z_110_PF0.95 | OLD_I_Z_110_PF0.95 | OUG_I_T_110_PF0.992 | PB_I_Z_110_PF0.989 | PLA_I_Z_110_PF0.95 | PLS_I_Z_110_PF0.979 | RAT_I_Z_110_PF0.993 | RIC_I_Z_110_PF0.972 | RNW_I_Z_110_PF0.95 | RYB_I_Z_110_PF0.95 | SCR_I_Z_110_PF0.999 | SHE_I_Z_110_PF0.95 | SHL_I_Z_220_PF0.997 | SKL_I_Z_110_PF0.993 | SLI_I_Z_110_PF0.996 | SNG_I_Z_110_PF0.992 | SBH_I_Z_110_PF0.95 | SOM_I_T_110_PF0.974 | STR_I_T_110_PF0.958 | TBG_I_Z_110_PF0.994 | TBK_I_T_110_PF0.931 | THU_I_Z_110_PF0.983 | TIP_I_Z_110_PF0.986 | TLK_I_Z_110_PF0.968 | TON_I_Z_110_PF0.925 | TRI_I_Z_110_PF1 | TRL_I_Z_110_PF0.99 | TSB_I_Z_110_PF0.977 | WAT_I_Z_110_PF0.986 | WEX_I_Z_110_PF0.979 | WHI_I_Z_110_PF0.95 | AGH_N_Z_110_PF0.99 | AIR_N_Z_110_PF0.99 | ANT_N_Z_110_PF0.98 | BAN_N_Z_33_PF0.99 | BMA_N_Z_110_PF0.95 | BNH_N_Z_110_PF0.99 | BNM_N_Z_110_PF0.99 | CAR_N_Z_110_PF0.99 | CEN_N_Z_110_PF0.99 | COL_N_Z_33_PF0.99 | CPS_N_Z_110_PF0.99 | CRE_N_Z_110_PF0.99 | CRG_N_Z_110_PF0.99 | DON_N_Z_110_PF0.99 | DRU_N_Z_33_PF0.99 | DUN_N_Z_110_PF0.99 | EDE_N_Z_110_PF0.99 | ENN_N_Z_33_PF0.99 | FIN_N_Z_33_PF0.99 | GLE_N_Z_33_PF0.99 | KNO_N_Z_110_PF0.99 | LAR_N_Z_110_PF0.99 | LIM_N_Z_33_PF0.99 | LIS_N_Z_33_PF0.99 | LMR_N_Z_110_PF0.98 | LOG_N_Z_110_PF0.98 | NAR_N_Z_110_PF0.99 | NEW_N_Z_33_PF0.99 | OMA_N_Z_110_PF0.99 | RAT_N_Z_33_PF0.99 | ROS_N_Z_110_PF0.99 | SPR_N_Z_110_PF0.99 | STR_N_Z_33_PF0.99 | WAR_N_Z_110_PF0.99
05/07/25 00:00 | 20000 | 20000 | 20000 | 20000 | 20000 | 20000 | 20000 | 20000 | 20000 | 20000 | 20000 | 20000 | 20000 | 20000 | 20000 | 20000 | 20000 | 20000 | 20000 | 20000 | 20000 | 20000 | 20000 | 20000 | 20000 | 20000 | 20000 | 20000 | 20000 | 20000 | 20000 | 20000 | 20000 | 20000 | 20000 | 20000 | 20000 | 20000 | 20000 | 20000 | 20000 | 20000 | 20000 | 20000 | 20000 | 20000 | 20000 | 20000 | 20000 | 20000 | 20000 | 20000 | 20000 | 20000 | 20000 | 20000 | 20000 | 20000 | 20000 | 20000 | 20000 | 20000 | 20000 | 20000 | 20000 | 20000 | 20000 | 20000 | 20000 | 20000 | 20000 | 20000 | 20000 | 20000 | 20000 | 20000 | 20000 | 20000 | 20000 | 20000 | 20000 | 20000 | 20000 | 20000 | 20000 | 20000 | 20000 | 20000 | 20000 | 20000 | 20000 | 20000 | 20000 | 20000 | 20000 | 20000 | 20000 | 20000 | 20000 | 20000 | 20000 | 20000 | 20000 | 20000 | 20000 | 20000 | 20000 | 20000 | 20000 | 20000 | 20000 | 20000 | 20000 | 20000 | 20000 | 20000 | 20000 | 20000 | 20000 | 20000 | 20000 | 20000 | 20000 | 20000 | 20000 | 20000 | 20000 | 20000 | 20000 | 20000 | 20000 | 20000 | 20000 | 20000 | 20000 | 20000 | 20000 | 20000 | 20000 | 20000 | 20000 | 20000 | 20000 | 20000 | 20000 | 20000 | 20000 | 20000 | 20000 | 20000 | 20000 | 20000 | 20000 | 20000 | 20000 | 20000 | 20000 | 20000 | 20000 | 20000 | 20000 | 20000 | 20000 | 20000
05/07/25 00:30 | 20000 | 20000 | 20000 | 20000 | 20000 | 20000 | 20000 | 20000 | 20000 | 20000 | 20000 | 20000 | 20000 | 20000 | 20000 | 20000 | 20000 | 20000 | 20000 | 20000 | 20000 | 20000 | 20000 | 20000 | 20000 | 20000 | 20000 | 20000 | 20000 | 20000 | 20000 | 20000 | 20000 | 20000 | 20000 | 20000 | 20000 | 20000 | 20000 | 20000 | 20000 | 20000 | 20000 | 20000 | 20000 | 20000 | 20000 | 20000 | 20000 | 20000 | 20000 | 20000 | 20000 | 20000 | 20000 | 20000 | 20000 | 20000 | 20000 | 20000 | 20000 | 20000 | 20000 | 20000 | 20000 | 20000 | 20000 | 20000 | 20000 | 20000 | 20000 | 20000 | 20000 | 20000 | 20000 | 20000 | 20000 | 20000 | 20000 | 20000 | 20000 | 20000 | 20000 | 20000 | 20000 | 20000 | 20000 | 20000 | 20000 | 20000 | 20000 | 20000 | 20000 | 20000 | 20000 | 20000 | 20000 | 20000 | 20000 | 20000 | 20000 | 20000 | 20000 | 20000 | 20000 | 20000 | 20000 | 20000 | 20000 | 20000 | 20000 | 20000 | 20000 | 20000 | 20000 | 20000 | 20000 | 20000 | 20000 | 20000 | 20000 | 20000 | 20000 | 20000 | 20000 | 20000 | 20000 | 20000 | 20000 | 20000 | 20000 | 20000 | 20000 | 20000 | 20000 | 20000 | 20000 | 20000 | 20000 | 20000 | 20000 | 20000 | 20000 | 20000 | 20000 | 20000 | 20000 | 20000 | 20000 | 20000 | 20000 | 20000 | 20000 | 20000 | 20000 | 20000 | 20000 | 20000 | 20000 | 20000 | 20000 | 20000 | 20000 | 20000
05/07/25 01:00 | 20000 | 20000 | 20000 | 20000 | 20000 | 20000 | 20000 | 20000 | 20000 | 20000 | 20000 | 20000 | 20000 | 20000 | 20000 | 20000 | 20000 | 20000 | 20000 | 20000 | 20000 | 20000 | 20000 | 20000 | 20000 | 20000 | 20000 | 20000 | 20000 | 20000 | 20000 | 20000 | 20000 | 20000 | 20000 | 20000 | 20000 | 20000 | 20000 | 20000 | 20000 | 20000 | 20000 | 20000 | 20000 | 20000 | 20000 | 20000 | 20000 | 20000 | 20000 | 20000 | 20000 | 20000 | 20000 | 20000 | 20000 | 20000 | 20000 | 20000 | 20000 | 20000 | 20000 | 20000 | 20000 | 20000 | 20000 | 20000 | 20000 | 20000 | 20000 | 20000 | 20000 | 20000 | 20000 | 20000 | 20000 | 20000 | 20000 | 20000 | 20000 | 20000 | 20000 | 20000 | 20000 | 20000 | 20000 | 20000 | 20000 | 20000 | 20000 | 20000 | 20000 | 20000 | 20000 | 20000 | 20000 | 20000 | 20000 | 20000 | 20000 | 20000 | 20000 | 20000 | 20000 | 20000 | 20000 | 20000 | 20000 | 20000 | 20000 | 20000 | 20000 | 20000 | 20000 | 20000 | 20000 | 20000 | 20000 | 20000 | 20000 | 20000 | 20000 | 20000 | 20000 | 20000 | 20000 | 20000 | 20000 | 20000 | 20000 | 20000 | 20000 | 20000 | 20000 | 20000 | 20000 | 20000 | 20000 | 20000 | 20000 | 20000 | 20000 | 20000 | 20000 | 20000 | 20000 | 20000 | 20000 | 20000 | 20000 | 20000 | 20000 | 20000 | 20000 | 20000 | 20000 | 20000 | 20000 | 20000 | 20000 | 20000 | 20000 | 20000
05/07/25 01:30 | 20000 | 20000 | 20000 | 20000 | 20000 | 20000 | 20000 | 20000 | 20000 | 20000 | 20000 | 20000 | 20000 | 20000 | 20000 | 20000 | 20000 | 20000 | 20000 | 20000 | 20000 | 20000 | 20000 | 20000 | 20000 | 20000 | 20000 | 20000 | 20000 | 20000 | 20000 | 20000 | 20000 | 20000 | 20000 | 20000 | 20000 | 20000 | 20000 | 20000 | 20000 | 20000 | 20000 | 20000 | 20000 | 20000 | 20000 | 20000 | 20000 | 20000 | 20000 | 20000 | 20000 | 20000 | 20000 | 20000 | 20000 | 20000 | 20000 | 20000 | 20000 | 20000 | 20000 | 20000 | 20000 | 20000 | 20000 | 20000 | 20000 | 20000 | 20000 | 20000 | 20000 | 20000 | 20000 | 20000 | 20000 | 20000 | 20000 | 20000 | 20000 | 20000 | 20000 | 20000 | 20000 | 20000 | 20000 | 20000 | 20000 | 20000 | 20000 | 20000 | 20000 | 20000 | 20000 | 20000 | 20000 | 20000 | 20000 | 20000 | 20000 | 20000 | 20000 | 20000 | 20000 | 20000 | 20000 | 20000 | 20000 | 20000 | 20000 | 20000 | 20000 | 20000 | 20000 | 20000 | 20000 | 20000 | 20000 | 20000 | 20000 | 20000 | 20000 | 20000 | 20000 | 20000 | 20000 | 20000 | 20000 | 20000 | 20000 | 20000 | 20000 | 20000 | 20000 | 20000 | 20000 | 20000 | 20000 | 20000 | 20000 | 20000 | 20000 | 20000 | 20000 | 20000 | 20000 | 20000 | 20000 | 20000 | 20000 | 20000 | 20000 | 20000 | 20000 | 20000 | 20000 | 20000 | 20000 | 20000 | 20000 | 20000 | 20000 | 20000
05/07/25 02:00 | 20000 | 20000 | 20000 | 20000 | 20000 | 20000 | 20000 | 20000 | 20000 | 20000 | 20000 | 20000 | 20000 | 20000 | 20000 | 20000 | 20000 | 20000 | 20000 | 20000 | 20000 | 20000 | 20000 | 20000 | 20000 | 20000 | 20000 | 20000 | 20000 | 20000 | 20000 | 20000 | 20000 | 20000 | 20000 | 20000 | 20000 | 20000 | 20000 | 20000 | 20000 | 20000 | 20000 | 20000 | 20000 | 20000 | 20000 | 20000 | 20000 | 20000 | 20000 | 20000 | 20000 | 20000 | 20000 | 20000 | 20000 | 20000 | 20000 | 20000 | 20000 | 20000 | 20000 | 20000 | 20000 | 20000 | 20000 | 20000 | 20000 | 20000 | 20000 | 20000 | 20000 | 20000 | 20000 | 20000 | 20000 | 20000 | 20000 | 20000 | 20000 | 20000 | 20000 | 20000 | 20000 | 20000 | 20000 | 20000 | 20000 | 20000 | 20000 | 20000 | 20000 | 20000 | 20000 | 20000 | 20000 | 20000 | 20000 | 20000 | 20000 | 20000 | 20000 | 20000 | 20000 | 20000 | 20000 | 20000 | 20000 | 20000 | 20000 | 20000 | 20000 | 20000 | 20000 | 20000 | 20000 | 20000 | 20000 | 20000 | 20000 | 20000 | 20000 | 20000 | 20000 | 20000 | 20000 | 20000 | 20000 | 20000 | 20000 | 20000 | 20000 | 20000 | 20000 | 20000 | 20000 | 20000 | 20000 | 20000 | 20000 | 20000 | 20000 | 20000 | 20000 | 20000 | 20000 | 20000 | 20000 | 20000 | 20000 | 20000 | 20000 | 20000 | 20000 | 20000 | 20000 | 20000 | 20000 | 20000 | 20000 | 20000 | 20000 | 20000
05/07/25 02:30 | 20000 | 20000 | 20000 | 20000 | 20000 | 20000 | 20000 | 20000 | 20000 | 20000 | 20000 | 20000 | 20000 | 20000 | 20000 | 20000 | 20000 | 20000 | 20000 | 20000 | 20000 | 20000 | 20000 | 20000 | 20000 | 20000 | 20000 | 20000 | 20000 | 20000 | 20000 | 20000 | 20000 | 20000 | 20000 | 20000 | 20000 | 20000 | 20000 | 20000 | 20000 | 20000 | 20000 | 20000 | 20000 | 20000 | 20000 | 20000 | 20000 | 20000 | 20000 | 20000 | 20000 | 20000 | 20000 | 20000 | 20000 | 20000 | 20000 | 20000 | 20000 | 20000 | 20000 | 20000 | 20000 | 20000 | 20000 | 20000 | 20000 | 20000 | 20000 | 20000 | 20000 | 20000 | 20000 | 20000 | 20000 | 20000 | 20000 | 20000 | 20000 | 20000 | 20000 | 20000 | 20000 | 20000 | 20000 | 20000 | 20000 | 20000 | 20000 | 20000 | 20000 | 20000 | 20000 | 20000 | 20000 | 20000 | 20000 | 20000 | 20000 | 20000 | 20000 | 20000 | 20000 | 20000 | 20000 | 20000 | 20000 | 20000 | 20000 | 20000 | 20000 | 20000 | 20000 | 20000 | 20000 | 20000 | 20000 | 20000 | 20000 | 20000 | 20000 | 20000 | 20000 | 20000 | 20000 | 20000 | 20000 | 20000 | 20000 | 20000 | 20000 | 20000 | 20000 | 20000 | 20000 | 20000 | 20000 | 20000 | 20000 | 20000 | 20000 | 20000 | 20000 | 20000 | 20000 | 20000 | 20000 | 20000 | 20000 | 20000 | 20000 | 20000 | 20000 | 20000 | 20000 | 20000 | 20000 | 20000 | 20000 | 20000 | 20000 | 20000
05/07/25 03:00 | 20000 | 20000 | 20000 | 20000 | 20000 | 20000 | 20000 | 20000 | 20000 | 20000 | 20000 | 20000 | 20000 | 20000 | 20000 | 20000 | 20000 | 20000 | 20000 | 20000 | 20000 | 20000 | 20000 | 20000 | 20000 | 20000 | 20000 | 20000 | 20000 | 20000 | 20000 | 20000 | 20000 | 20000 | 20000 | 20000 | 20000 | 20000 | 20000 | 20000 | 20000 | 20000 | 20000 | 20000 | 20000 | 20000 | 20000 | 20000 | 20000 | 20000 | 20000 | 20000 | 20000 | 20000 | 20000 | 20000 | 20000 | 20000 | 20000 | 20000 | 20000 | 20000 | 20000 | 20000 | 20000 | 20000 | 20000 | 20000 | 20000 | 20000 | 20000 | 20000 | 20000 | 20000 | 20000 | 20000 | 20000 | 20000 | 20000 | 20000 | 20000 | 20000 | 20000 | 20000 | 20000 | 20000 | 20000 | 20000 | 20000 | 20000 | 20000 | 20000 | 20000 | 20000 | 20000 | 20000 | 20000 | 20000 | 20000 | 20000 | 20000 | 20000 | 20000 | 20000 | 20000 | 20000 | 20000 | 20000 | 20000 | 20000 | 20000 | 20000 | 20000 | 20000 | 20000 | 20000 | 20000 | 20000 | 20000 | 20000 | 20000 | 20000 | 20000 | 20000 | 20000 | 20000 | 20000 | 20000 | 20000 | 20000 | 20000 | 20000 | 20000 | 20000 | 20000 | 20000 | 20000 | 20000 | 20000 | 20000 | 20000 | 20000 | 20000 | 20000 | 20000 | 20000 | 20000 | 20000 | 20000 | 20000 | 20000 | 20000 | 20000 | 20000 | 20000 | 20000 | 20000 | 20000 | 20000 | 20000 | 20000 | 20000 | 20000 | 20000
05/07/25 03:30 | 20000 | 20000 | 20000 | 20000 | 20000 | 20000 | 20000 | 20000 | 20000 | 20000 | 20000 | 20000 | 20000 | 20000 | 20000 | 20000 | 20000 | 20000 | 20000 | 20000 | 20000 | 20000 | 20000 | 20000 | 20000 | 20000 | 20000 | 20000 | 20000 | 20000 | 20000 | 20000 | 20000 | 20000 | 20000 | 20000 | 20000 | 20000 | 20000 | 20000 | 20000 | 20000 | 20000 | 20000 | 20000 | 20000 | 20000 | 20000 | 20000 | 20000 | 20000 | 20000 | 20000 | 20000 | 20000 | 20000 | 20000 | 20000 | 20000 | 20000 | 20000 | 20000 | 20000 | 20000 | 20000 | 20000 | 20000 | 20000 | 20000 | 20000 | 20000 | 20000 | 20000 | 20000 | 20000 | 20000 | 20000 | 20000 | 20000 | 20000 | 20000 | 20000 | 20000 | 20000 | 20000 | 20000 | 20000 | 20000 | 20000 | 20000 | 20000 | 20000 | 20000 | 20000 | 20000 | 20000 | 20000 | 20000 | 20000 | 20000 | 20000 | 20000 | 20000 | 20000 | 20000 | 20000 | 20000 | 20000 | 20000 | 20000 | 20000 | 20000 | 20000 | 20000 | 20000 | 20000 | 20000 | 20000 | 20000 | 20000 | 20000 | 20000 | 20000 | 20000 | 20000 | 20000 | 20000 | 20000 | 20000 | 20000 | 20000 | 20000 | 20000 | 20000 | 20000 | 20000 | 20000 | 20000 | 20000 | 20000 | 20000 | 20000 | 20000 | 20000 | 20000 | 20000 | 20000 | 20000 | 20000 | 20000 | 20000 | 20000 | 20000 | 20000 | 20000 | 20000 | 20000 | 20000 | 20000 | 20000 | 20000 | 20000 | 20000 | 20000
05/07/25 04:00 | 20000 | 20000 | 20000 | 20000 | 20000 | 20000 | 20000 | 20000 | 20000 | 20000 | 20000 | 20000 | 20000 | 20000 | 20000 | 20000 | 20000 | 20000 | 20000 | 20000 | 20000 | 20000 | 20000 | 20000 | 20000 | 20000 | 20000 | 20000 | 20000 | 20000 | 20000 | 20000 | 20000 | 20000 | 20000 | 20000 | 20000 | 20000 | 20000 | 20000 | 20000 | 20000 | 20000 | 20000 | 20000 | 20000 | 20000 | 20000 | 20000 | 20000 | 20000 | 20000 | 20000 | 20000 | 20000 | 20000 | 20000 | 20000 | 20000 | 20000 | 20000 | 20000 | 20000 | 20000 | 20000 | 20000 | 20000 | 20000 | 20000 | 20000 | 20000 | 20000 | 20000 | 20000 | 20000 | 20000 | 20000 | 20000 | 20000 | 20000 | 20000 | 20000 | 20000 | 20000 | 20000 | 20000 | 20000 | 20000 | 20000 | 20000 | 20000 | 20000 | 20000 | 20000 | 20000 | 20000 | 20000 | 20000 | 20000 | 20000 | 20000 | 20000 | 20000 | 20000 | 20000 | 20000 | 20000 | 20000 | 20000 | 20000 | 20000 | 20000 | 20000 | 20000 | 20000 | 20000 | 20000 | 20000 | 20000 | 20000 | 20000 | 20000 | 20000 | 20000 | 20000 | 20000 | 20000 | 20000 | 20000 | 20000 | 20000 | 20000 | 20000 | 20000 | 20000 | 20000 | 20000 | 20000 | 20000 | 20000 | 20000 | 20000 | 20000 | 20000 | 20000 | 20000 | 20000 | 20000 | 20000 | 20000 | 20000 | 20000 | 20000 | 20000 | 20000 | 20000 | 20000 | 20000 | 20000 | 20000 | 20000 | 20000 | 20000 | 20000
05/07/25 04:30 | 20000 | 20000 | 20000 | 20000 | 20000 | 20000 | 20000 | 20000 | 20000 | 20000 | 20000 | 20000 | 20000 | 20000 | 20000 | 20000 | 20000 | 20000 | 20000 | 20000 | 20000 | 20000 | 20000 | 20000 | 20000 | 20000 | 20000 | 20000 | 20000 | 20000 | 20000 | 20000 | 20000 | 20000 | 20000 | 20000 | 20000 | 20000 | 20000 | 20000 | 20000 | 20000 | 20000 | 20000 | 20000 | 20000 | 20000 | 20000 | 20000 | 20000 | 20000 | 20000 | 20000 | 20000 | 20000 | 20000 | 20000 | 20000 | 20000 | 20000 | 20000 | 20000 | 20000 | 20000 | 20000 | 20000 | 20000 | 20000 | 20000 | 20000 | 20000 | 20000 | 20000 | 20000 | 20000 | 20000 | 20000 | 20000 | 20000 | 20000 | 20000 | 20000 | 20000 | 20000 | 20000 | 20000 | 20000 | 20000 | 20000 | 20000 | 20000 | 20000 | 20000 | 20000 | 20000 | 20000 | 20000 | 20000 | 20000 | 20000 | 20000 | 20000 | 20000 | 20000 | 20000 | 20000 | 20000 | 20000 | 20000 | 20000 | 20000 | 20000 | 20000 | 20000 | 20000 | 20000 | 20000 | 20000 | 20000 | 20000 | 20000 | 20000 | 20000 | 20000 | 20000 | 20000 | 20000 | 20000 | 20000 | 20000 | 20000 | 20000 | 20000 | 20000 | 20000 | 20000 | 20000 | 20000 | 20000 | 20000 | 20000 | 20000 | 20000 | 20000 | 20000 | 20000 | 20000 | 20000 | 20000 | 20000 | 20000 | 20000 | 20000 | 20000 | 20000 | 20000 | 20000 | 20000 | 20000 | 20000 | 20000 | 20000 | 20000 | 20000
05/07/25 05:00 | 20000 | 20000 | 20000 | 20000 | 20000 | 20000 | 20000 | 20000 | 20000 | 20000 | 20000 | 20000 | 20000 | 20000 | 20000 | 20000 | 20000 | 20000 | 20000 | 20000 | 20000 | 20000 | 20000 | 20000 | 20000 | 20000 | 20000 | 20000 | 20000 | 20000 | 20000 | 20000 | 20000 | 20000 | 20000 | 20000 | 20000 | 20000 | 20000 | 20000 | 20000 | 20000 | 20000 | 20000 | 20000 | 20000 | 20000 | 20000 | 20000 | 20000 | 20000 | 20000 | 20000 | 20000 | 20000 | 20000 | 20000 | 20000 | 20000 | 20000 | 20000 | 20000 | 20000 | 20000 | 20000 | 20000 | 20000 | 20000 | 20000 | 20000 | 20000 | 20000 | 20000 | 20000 | 20000 | 20000 | 20000 | 20000 | 20000 | 20000 | 20000 | 20000 | 20000 | 20000 | 20000 | 20000 | 20000 | 20000 | 20000 | 20000 | 20000 | 20000 | 20000 | 20000 | 20000 | 20000 | 20000 | 20000 | 20000 | 20000 | 20000 | 20000 | 20000 | 20000 | 20000 | 20000 | 20000 | 20000 | 20000 | 20000 | 20000 | 20000 | 20000 | 20000 | 20000 | 20000 | 20000 | 20000 | 20000 | 20000 | 20000 | 20000 | 20000 | 20000 | 20000 | 20000 | 20000 | 20000 | 20000 | 20000 | 20000 | 20000 | 20000 | 20000 | 20000 | 20000 | 20000 | 20000 | 20000 | 20000 | 20000 | 20000 | 20000 | 20000 | 20000 | 20000 | 20000 | 20000 | 20000 | 20000 | 20000 | 20000 | 20000 | 20000 | 20000 | 20000 | 20000 | 20000 | 20000 | 20000 | 20000 | 20000 | 20000 | 20000
05/07/25 05:30 | 20000 | 20000 | 20000 | 20000 | 20000 | 20000 | 20000 | 20000 | 20000 | 20000 | 20000 | 20000 | 20000 | 20000 | 20000 | 20000 | 20000 | 20000 | 20000 | 20000 | 20000 | 20000 | 20000 | 20000 | 20000 | 20000 | 20000 | 20000 | 20000 | 20000 | 20000 | 20000 | 20000 | 20000 | 20000 | 20000 | 20000 | 20000 | 20000 | 20000 | 20000 | 20000 | 20000 | 20000 | 20000 | 20000 | 20000 | 20000 | 20000 | 20000 | 20000 | 20000 | 20000 | 20000 | 20000 | 20000 | 20000 | 20000 | 20000 | 20000 | 20000 | 20000 | 20000 | 20000 | 20000 | 20000 | 20000 | 20000 | 20000 | 20000 | 20000 | 20000 | 20000 | 20000 | 20000 | 20000 | 20000 | 20000 | 20000 | 20000 | 20000 | 20000 | 20000 | 20000 | 20000 | 20000 | 20000 | 20000 | 20000 | 20000 | 20000 | 20000 | 20000 | 20000 | 20000 | 20000 | 20000 | 20000 | 20000 | 20000 | 20000 | 20000 | 20000 | 20000 | 20000 | 20000 | 20000 | 20000 | 20000 | 20000 | 20000 | 20000 | 20000 | 20000 | 20000 | 20000 | 20000 | 20000 | 20000 | 20000 | 20000 | 20000 | 20000 | 20000 | 20000 | 20000 | 20000 | 20000 | 20000 | 20000 | 20000 | 20000 | 20000 | 20000 | 20000 | 20000 | 20000 | 20000 | 20000 | 20000 | 20000 | 20000 | 20000 | 20000 | 20000 | 20000 | 20000 | 20000 | 20000 | 20000 | 20000 | 20000 | 20000 | 20000 | 20000 | 20000 | 20000 | 20000 | 20000 | 20000 | 20000 | 20000 | 20000 | 20000
05/07/25 06:00 | 20000 | 20000 | 20000 | 20000 | 20000 | 20000 | 20000 | 20000 | 20000 | 20000 | 20000 | 20000 | 20000 | 20000 | 20000 | 20000 | 20000 | 20000 | 20000 | 20000 | 20000 | 20000 | 20000 | 20000 | 20000 | 20000 | 20000 | 20000 | 20000 | 20000 | 20000 | 20000 | 20000 | 20000 | 20000 | 20000 | 20000 | 20000 | 20000 | 20000 | 20000 | 20000 | 20000 | 20000 | 20000 | 20000 | 20000 | 20000 | 20000 | 20000 | 20000 | 20000 | 20000 | 20000 | 20000 | 20000 | 20000 | 20000 | 20000 | 20000 | 20000 | 20000 | 20000 | 20000 | 20000 | 20000 | 20000 | 20000 | 20000 | 20000 | 20000 | 20000 | 20000 | 20000 | 20000 | 20000 | 20000 | 20000 | 20000 | 20000 | 20000 | 20000 | 20000 | 20000 | 20000 | 20000 | 20000 | 20000 | 20000 | 20000 | 20000 | 20000 | 20000 | 20000 | 20000 | 20000 | 20000 | 20000 | 20000 | 20000 | 20000 | 20000 | 20000 | 20000 | 20000 | 20000 | 20000 | 20000 | 20000 | 20000 | 20000 | 20000 | 20000 | 20000 | 20000 | 20000 | 20000 | 20000 | 20000 | 20000 | 20000 | 20000 | 20000 | 20000 | 20000 | 20000 | 20000 | 20000 | 20000 | 20000 | 20000 | 20000 | 20000 | 20000 | 20000 | 20000 | 20000 | 20000 | 20000 | 20000 | 20000 | 20000 | 20000 | 20000 | 20000 | 20000 | 20000 | 20000 | 20000 | 20000 | 20000 | 20000 | 20000 | 20000 | 20000 | 20000 | 20000 | 20000 | 20000 | 20000 | 20000 | 20000 | 20000 | 20000
05/07/25 06:30 | 20000 | 20000 | 20000 | 20000 | 20000 | 20000 | 20000 | 20000 | 20000 | 20000 | 20000 | 20000 | 20000 | 20000 | 20000 | 20000 | 20000 | 20000 | 20000 | 20000 | 20000 | 20000 | 20000 | 20000 | 20000 | 20000 | 20000 | 20000 | 20000 | 20000 | 20000 | 20000 | 20000 | 20000 | 20000 | 20000 | 20000 | 20000 | 20000 | 20000 | 20000 | 20000 | 20000 | 20000 | 20000 | 20000 | 20000 | 20000 | 20000 | 20000 | 20000 | 20000 | 20000 | 20000 | 20000 | 20000 | 20000 | 20000 | 20000 | 20000 | 20000 | 20000 | 20000 | 20000 | 20000 | 20000 | 20000 | 20000 | 20000 | 20000 | 20000 | 20000 | 20000 | 20000 | 20000 | 20000 | 20000 | 20000 | 20000 | 20000 | 20000 | 20000 | 20000 | 20000 | 20000 | 20000 | 20000 | 20000 | 20000 | 20000 | 20000 | 20000 | 20000 | 20000 | 20000 | 20000 | 20000 | 20000 | 20000 | 20000 | 20000 | 20000 | 20000 | 20000 | 20000 | 20000 | 20000 | 20000 | 20000 | 20000 | 20000 | 20000 | 20000 | 20000 | 20000 | 20000 | 20000 | 20000 | 20000 | 20000 | 20000 | 20000 | 20000 | 20000 | 20000 | 20000 | 20000 | 20000 | 20000 | 20000 | 20000 | 20000 | 20000 | 20000 | 20000 | 20000 | 20000 | 20000 | 20000 | 20000 | 20000 | 20000 | 20000 | 20000 | 20000 | 20000 | 20000 | 20000 | 20000 | 20000 | 20000 | 20000 | 20000 | 20000 | 20000 | 20000 | 20000 | 20000 | 20000 | 20000 | 20000 | 20000 | 20000 | 20000
05/07/25 07:00 | 20000 | 20000 | 20000 | 20000 | 20000 | 20000 | 20000 | 20000 | 20000 | 20000 | 20000 | 20000 | 20000 | 20000 | 20000 | 20000 | 20000 | 20000 | 20000 | 20000 | 20000 | 20000 | 20000 | 20000 | 20000 | 20000 | 20000 | 20000 | 20000 | 20000 | 20000 | 20000 | 20000 | 20000 | 20000 | 20000 | 20000 | 20000 | 20000 | 20000 | 20000 | 20000 | 20000 | 20000 | 20000 | 20000 | 20000 | 20000 | 20000 | 20000 | 20000 | 20000 | 20000 | 20000 | 20000 | 20000 | 20000 | 20000 | 20000 | 20000 | 20000 | 20000 | 20000 | 20000 | 20000 | 20000 | 20000 | 20000 | 20000 | 20000 | 20000 | 20000 | 20000 | 20000 | 20000 | 20000 | 20000 | 20000 | 20000 | 20000 | 20000 | 20000 | 20000 | 20000 | 20000 | 20000 | 20000 | 20000 | 20000 | 20000 | 20000 | 20000 | 20000 | 20000 | 20000 | 20000 | 20000 | 20000 | 20000 | 20000 | 20000 | 20000 | 20000 | 20000 | 20000 | 20000 | 20000 | 20000 | 20000 | 20000 | 20000 | 20000 | 20000 | 20000 | 20000 | 20000 | 20000 | 20000 | 20000 | 20000 | 20000 | 20000 | 20000 | 20000 | 20000 | 20000 | 20000 | 20000 | 20000 | 20000 | 20000 | 20000 | 20000 | 20000 | 20000 | 20000 | 20000 | 20000 | 20000 | 20000 | 20000 | 20000 | 20000 | 20000 | 20000 | 20000 | 20000 | 20000 | 20000 | 20000 | 20000 | 20000 | 20000 | 20000 | 20000 | 20000 | 20000 | 20000 | 20000 | 20000 | 20000 | 20000 | 20000 | 20000
05/07/25 07:30 | 20000 | 20000 | 20000 | 20000 | 20000 | 20000 | 20000 | 20000 | 20000 | 20000 | 20000 | 20000 | 20000 | 20000 | 20000 | 20000 | 20000 | 20000 | 20000 | 20000 | 20000 | 20000 | 20000 | 20000 | 20000 | 20000 | 20000 | 20000 | 20000 | 20000 | 20000 | 20000 | 20000 | 20000 | 20000 | 20000 | 20000 | 20000 | 20000 | 20000 | 20000 | 20000 | 20000 | 20000 | 20000 | 20000 | 20000 | 20000 | 20000 | 20000 | 20000 | 20000 | 20000 | 20000 | 20000 | 20000 | 20000 | 20000 | 20000 | 20000 | 20000 | 20000 | 20000 | 20000 | 20000 | 20000 | 20000 | 20000 | 20000 | 20000 | 20000 | 20000 | 20000 | 20000 | 20000 | 20000 | 20000 | 20000 | 20000 | 20000 | 20000 | 20000 | 20000 | 20000 | 20000 | 20000 | 20000 | 20000 | 20000 | 20000 | 20000 | 20000 | 20000 | 20000 | 20000 | 20000 | 20000 | 20000 | 20000 | 20000 | 20000 | 20000 | 20000 | 20000 | 20000 | 20000 | 20000 | 20000 | 20000 | 20000 | 20000 | 20000 | 20000 | 20000 | 20000 | 20000 | 20000 | 20000 | 20000 | 20000 | 20000 | 20000 | 20000 | 20000 | 20000 | 20000 | 20000 | 20000 | 20000 | 20000 | 20000 | 20000 | 20000 | 20000 | 20000 | 20000 | 20000 | 20000 | 20000 | 20000 | 20000 | 20000 | 20000 | 20000 | 20000 | 20000 | 20000 | 20000 | 20000 | 20000 | 20000 | 20000 | 20000 | 20000 | 20000 | 20000 | 20000 | 20000 | 20000 | 20000 | 20000 | 20000 | 20000 | 20000
05/07/25 08:00 | 20000 | 20000 | 20000 | 20000 | 20000 | 20000 | 20000 | 20000 | 20000 | 20000 | 20000 | 20000 | 20000 | 20000 | 20000 | 20000 | 20000 | 20000 | 20000 | 20000 | 20000 | 20000 | 20000 | 20000 | 20000 | 20000 | 20000 | 20000 | 20000 | 20000 | 20000 | 20000 | 20000 | 20000 | 20000 | 20000 | 20000 | 20000 | 20000 | 20000 | 20000 | 20000 | 20000 | 20000 | 20000 | 20000 | 20000 | 20000 | 20000 | 20000 | 20000 | 20000 | 20000 | 20000 | 20000 | 20000 | 20000 | 20000 | 20000 | 20000 | 20000 | 20000 | 20000 | 20000 | 20000 | 20000 | 20000 | 20000 | 20000 | 20000 | 20000 | 20000 | 20000 | 20000 | 20000 | 20000 | 20000 | 20000 | 20000 | 20000 | 20000 | 20000 | 20000 | 20000 | 20000 | 20000 | 20000 | 20000 | 20000 | 20000 | 20000 | 20000 | 20000 | 20000 | 20000 | 20000 | 20000 | 20000 | 20000 | 20000 | 20000 | 20000 | 20000 | 20000 | 20000 | 20000 | 20000 | 20000 | 20000 | 20000 | 20000 | 20000 | 20000 | 20000 | 20000 | 20000 | 20000 | 20000 | 20000 | 20000 | 20000 | 20000 | 20000 | 20000 | 20000 | 20000 | 20000 | 20000 | 20000 | 20000 | 20000 | 20000 | 20000 | 20000 | 20000 | 20000 | 20000 | 20000 | 20000 | 20000 | 20000 | 20000 | 20000 | 20000 | 20000 | 20000 | 20000 | 20000 | 20000 | 20000 | 20000 | 20000 | 20000 | 20000 | 20000 | 20000 | 20000 | 20000 | 20000 | 20000 | 20000 | 20000 | 20000 | 20000
05/07/25 08:30 | 20000 | 20000 | 20000 | 20000 | 20000 | 20000 | 20000 | 20000 | 20000 | 20000 | 20000 | 20000 | 20000 | 20000 | 20000 | 20000 | 20000 | 20000 | 20000 | 20000 | 20000 | 20000 | 20000 | 20000 | 20000 | 20000 | 20000 | 20000 | 20000 | 20000 | 20000 | 20000 | 20000 | 20000 | 20000 | 20000 | 20000 | 20000 | 20000 | 20000 | 20000 | 20000 | 20000 | 20000 | 20000 | 20000 | 20000 | 20000 | 20000 | 20000 | 20000 | 20000 | 20000 | 20000 | 20000 | 20000 | 20000 | 20000 | 20000 | 20000 | 20000 | 20000 | 20000 | 20000 | 20000 | 20000 | 20000 | 20000 | 20000 | 20000 | 20000 | 20000 | 20000 | 20000 | 20000 | 20000 | 20000 | 20000 | 20000 | 20000 | 20000 | 20000 | 20000 | 20000 | 20000 | 20000 | 20000 | 20000 | 20000 | 20000 | 20000 | 20000 | 20000 | 20000 | 20000 | 20000 | 20000 | 20000 | 20000 | 20000 | 20000 | 20000 | 20000 | 20000 | 20000 | 20000 | 20000 | 20000 | 20000 | 20000 | 20000 | 20000 | 20000 | 20000 | 20000 | 20000 | 20000 | 20000 | 20000 | 20000 | 20000 | 20000 | 20000 | 20000 | 20000 | 20000 | 20000 | 20000 | 20000 | 20000 | 20000 | 20000 | 20000 | 20000 | 20000 | 20000 | 20000 | 20000 | 20000 | 20000 | 20000 | 20000 | 20000 | 20000 | 20000 | 20000 | 20000 | 20000 | 20000 | 20000 | 20000 | 20000 | 20000 | 20000 | 20000 | 20000 | 20000 | 20000 | 20000 | 20000 | 20000 | 20000 | 20000 | 20000
05/07/25 09:00 | 20000 | 20000 | 20000 | 20000 | 20000 | 20000 | 20000 | 20000 | 20000 | 20000 | 20000 | 20000 | 20000 | 20000 | 20000 | 20000 | 20000 | 20000 | 20000 | 20000 | 20000 | 20000 | 20000 | 20000 | 20000 | 20000 | 20000 | 20000 | 20000 | 20000 | 20000 | 20000 | 20000 | 20000 | 20000 | 20000 | 20000 | 20000 | 20000 | 20000 | 20000 | 20000 | 20000 | 20000 | 20000 | 20000 | 20000 | 20000 | 20000 | 20000 | 20000 | 20000 | 20000 | 20000 | 20000 | 20000 | 20000 | 20000 | 20000 | 20000 | 20000 | 20000 | 20000 | 20000 | 20000 | 20000 | 20000 | 20000 | 20000 | 20000 | 20000 | 20000 | 20000 | 20000 | 20000 | 20000 | 20000 | 20000 | 20000 | 20000 | 20000 | 20000 | 20000 | 20000 | 20000 | 20000 | 20000 | 20000 | 20000 | 20000 | 20000 | 20000 | 20000 | 20000 | 20000 | 20000 | 20000 | 20000 | 20000 | 20000 | 20000 | 20000 | 20000 | 20000 | 20000 | 20000 | 20000 | 20000 | 20000 | 20000 | 20000 | 20000 | 20000 | 20000 | 20000 | 20000 | 20000 | 20000 | 20000 | 20000 | 20000 | 20000 | 20000 | 20000 | 20000 | 20000 | 20000 | 20000 | 20000 | 20000 | 20000 | 20000 | 20000 | 20000 | 20000 | 20000 | 20000 | 20000 | 20000 | 20000 | 20000 | 20000 | 20000 | 20000 | 20000 | 20000 | 20000 | 20000 | 20000 | 20000 | 20000 | 20000 | 20000 | 20000 | 20000 | 20000 | 20000 | 20000 | 20000 | 20000 | 20000 | 20000 | 20000 | 20000
05/07/25 09:30 | 20000 | 20000 | 20000 | 20000 | 20000 | 20000 | 20000 | 20000 | 20000 | 20000 | 20000 | 20000 | 20000 | 20000 | 20000 | 20000 | 20000 | 20000 | 20000 | 20000 | 20000 | 20000 | 20000 | 20000 | 20000 | 20000 | 20000 | 20000 | 20000 | 20000 | 20000 | 20000 | 20000 | 20000 | 20000 | 20000 | 20000 | 20000 | 20000 | 20000 | 20000 | 20000 | 20000 | 20000 | 20000 | 20000 | 20000 | 20000 | 20000 | 20000 | 20000 | 20000 | 20000 | 20000 | 20000 | 20000 | 20000 | 20000 | 20000 | 20000 | 20000 | 20000 | 20000 | 20000 | 20000 | 20000 | 20000 | 20000 | 20000 | 20000 | 20000 | 20000 | 20000 | 20000 | 20000 | 20000 | 20000 | 20000 | 20000 | 20000 | 20000 | 20000 | 20000 | 20000 | 20000 | 20000 | 20000 | 20000 | 20000 | 20000 | 20000 | 20000 | 20000 | 20000 | 20000 | 20000 | 20000 | 20000 | 20000 | 20000 | 20000 | 20000 | 20000 | 20000 | 20000 | 20000 | 20000 | 20000 | 20000 | 20000 | 20000 | 20000 | 20000 | 20000 | 20000 | 20000 | 20000 | 20000 | 20000 | 20000 | 20000 | 20000 | 20000 | 20000 | 20000 | 20000 | 20000 | 20000 | 20000 | 20000 | 20000 | 20000 | 20000 | 20000 | 20000 | 20000 | 20000 | 20000 | 20000 | 20000 | 20000 | 20000 | 20000 | 20000 | 20000 | 20000 | 20000 | 20000 | 20000 | 20000 | 20000 | 20000 | 20000 | 20000 | 20000 | 20000 | 20000 | 20000 | 20000 | 20000 | 20000 | 20000 | 20000 | 20000
05/07/25 10:00 | 20000 | 20000 | 20000 | 20000 | 20000 | 20000 | 20000 | 20000 | 20000 | 20000 | 20000 | 20000 | 20000 | 20000 | 20000 | 20000 | 20000 | 20000 | 20000 | 20000 | 20000 | 20000 | 20000 | 20000 | 20000 | 20000 | 20000 | 20000 | 20000 | 20000 | 20000 | 20000 | 20000 | 20000 | 20000 | 20000 | 20000 | 20000 | 20000 | 20000 | 20000 | 20000 | 20000 | 20000 | 20000 | 20000 | 20000 | 20000 | 20000 | 20000 | 20000 | 20000 | 20000 | 20000 | 20000 | 20000 | 20000 | 20000 | 20000 | 20000 | 20000 | 20000 | 20000 | 20000 | 20000 | 20000 | 20000 | 20000 | 20000 | 20000 | 20000 | 20000 | 20000 | 20000 | 20000 | 20000 | 20000 | 20000 | 20000 | 20000 | 20000 | 20000 | 20000 | 20000 | 20000 | 20000 | 20000 | 20000 | 20000 | 20000 | 20000 | 20000 | 20000 | 20000 | 20000 | 20000 | 20000 | 20000 | 20000 | 20000 | 20000 | 20000 | 20000 | 20000 | 20000 | 20000 | 20000 | 20000 | 20000 | 20000 | 20000 | 20000 | 20000 | 20000 | 20000 | 20000 | 20000 | 20000 | 20000 | 20000 | 20000 | 20000 | 20000 | 20000 | 20000 | 20000 | 20000 | 20000 | 20000 | 20000 | 20000 | 20000 | 20000 | 20000 | 20000 | 20000 | 20000 | 20000 | 20000 | 20000 | 20000 | 20000 | 20000 | 20000 | 20000 | 20000 | 20000 | 20000 | 20000 | 20000 | 20000 | 20000 | 20000 | 20000 | 20000 | 20000 | 20000 | 20000 | 20000 | 20000 | 20000 | 20000 | 20000 | 20000
05/07/25 10:30 | 20000 | 20000 | 20000 | 20000 | 20000 | 20000 | 20000 | 20000 | 20000 | 20000 | 20000 | 20000 | 20000 | 20000 | 20000 | 20000 | 20000 | 20000 | 20000 | 20000 | 20000 | 20000 | 20000 | 20000 | 20000 | 20000 | 20000 | 20000 | 20000 | 20000 | 20000 | 20000 | 20000 | 20000 | 20000 | 20000 | 20000 | 20000 | 20000 | 20000 | 20000 | 20000 | 20000 | 20000 | 20000 | 20000 | 20000 | 20000 | 20000 | 20000 | 20000 | 20000 | 20000 | 20000 | 20000 | 20000 | 20000 | 20000 | 20000 | 20000 | 20000 | 20000 | 20000 | 20000 | 20000 | 20000 | 20000 | 20000 | 20000 | 20000 | 20000 | 20000 | 20000 | 20000 | 20000 | 20000 | 20000 | 20000 | 20000 | 20000 | 20000 | 20000 | 20000 | 20000 | 20000 | 20000 | 20000 | 20000 | 20000 | 20000 | 20000 | 20000 | 20000 | 20000 | 20000 | 20000 | 20000 | 20000 | 20000 | 20000 | 20000 | 20000 | 20000 | 20000 | 20000 | 20000 | 20000 | 20000 | 20000 | 20000 | 20000 | 20000 | 20000 | 20000 | 20000 | 20000 | 20000 | 20000 | 20000 | 20000 | 20000 | 20000 | 20000 | 20000 | 20000 | 20000 | 20000 | 20000 | 20000 | 20000 | 20000 | 20000 | 20000 | 20000 | 20000 | 20000 | 20000 | 20000 | 20000 | 20000 | 20000 | 20000 | 20000 | 20000 | 20000 | 20000 | 20000 | 20000 | 20000 | 20000 | 20000 | 20000 | 20000 | 20000 | 20000 | 20000 | 20000 | 20000 | 20000 | 20000 | 20000 | 20000 | 20000 | 20000
05/07/25 11:00 | 20000 | 20000 | 20000 | 20000 | 20000 | 20000 | 20000 | 20000 | 20000 | 20000 | 20000 | 20000 | 20000 | 20000 | 20000 | 20000 | 20000 | 20000 | 20000 | 20000 | 20000 | 20000 | 20000 | 20000 | 20000 | 20000 | 20000 | 20000 | 20000 | 20000 | 20000 | 20000 | 20000 | 20000 | 20000 | 20000 | 20000 | 20000 | 20000 | 20000 | 20000 | 20000 | 20000 | 20000 | 20000 | 20000 | 20000 | 20000 | 20000 | 20000 | 20000 | 20000 | 20000 | 20000 | 20000 | 20000 | 20000 | 20000 | 20000 | 20000 | 20000 | 20000 | 20000 | 20000 | 20000 | 20000 | 20000 | 20000 | 20000 | 20000 | 20000 | 20000 | 20000 | 20000 | 20000 | 20000 | 20000 | 20000 | 20000 | 20000 | 20000 | 20000 | 20000 | 20000 | 20000 | 20000 | 20000 | 20000 | 20000 | 20000 | 20000 | 20000 | 20000 | 20000 | 20000 | 20000 | 20000 | 20000 | 20000 | 20000 | 20000 | 20000 | 20000 | 20000 | 20000 | 20000 | 20000 | 20000 | 20000 | 20000 | 20000 | 20000 | 20000 | 20000 | 20000 | 20000 | 20000 | 20000 | 20000 | 20000 | 20000 | 20000 | 20000 | 20000 | 20000 | 20000 | 20000 | 20000 | 20000 | 20000 | 20000 | 20000 | 20000 | 20000 | 20000 | 20000 | 20000 | 20000 | 20000 | 20000 | 20000 | 20000 | 20000 | 20000 | 20000 | 20000 | 20000 | 20000 | 20000 | 20000 | 20000 | 20000 | 20000 | 20000 | 20000 | 20000 | 20000 | 20000 | 20000 | 20000 | 20000 | 20000 | 20000 | 20000
05/07/25 11:30 | 20000 | 20000 | 20000 | 20000 | 20000 | 20000 | 20000 | 20000 | 20000 | 20000 | 20000 | 20000 | 20000 | 20000 | 20000 | 20000 | 20000 | 20000 | 20000 | 20000 | 20000 | 20000 | 20000 | 20000 | 20000 | 20000 | 20000 | 20000 | 20000 | 20000 | 20000 | 20000 | 20000 | 20000 | 20000 | 20000 | 20000 | 20000 | 20000 | 20000 | 20000 | 20000 | 20000 | 20000 | 20000 | 20000 | 20000 | 20000 | 20000 | 20000 | 20000 | 20000 | 20000 | 20000 | 20000 | 20000 | 20000 | 20000 | 20000 | 20000 | 20000 | 20000 | 20000 | 20000 | 20000 | 20000 | 20000 | 20000 | 20000 | 20000 | 20000 | 20000 | 20000 | 20000 | 20000 | 20000 | 20000 | 20000 | 20000 | 20000 | 20000 | 20000 | 20000 | 20000 | 20000 | 20000 | 20000 | 20000 | 20000 | 20000 | 20000 | 20000 | 20000 | 20000 | 20000 | 20000 | 20000 | 20000 | 20000 | 20000 | 20000 | 20000 | 20000 | 20000 | 20000 | 20000 | 20000 | 20000 | 20000 | 20000 | 20000 | 20000 | 20000 | 20000 | 20000 | 20000 | 20000 | 20000 | 20000 | 20000 | 20000 | 20000 | 20000 | 20000 | 20000 | 20000 | 20000 | 20000 | 20000 | 20000 | 20000 | 20000 | 20000 | 20000 | 20000 | 20000 | 20000 | 20000 | 20000 | 20000 | 20000 | 20000 | 20000 | 20000 | 20000 | 20000 | 20000 | 20000 | 20000 | 20000 | 20000 | 20000 | 20000 | 20000 | 20000 | 20000 | 20000 | 20000 | 20000 | 20000 | 20000 | 20000 | 20000 | 20000
05/07/25 12:00 | 20000 | 20000 | 20000 | 20000 | 20000 | 20000 | 20000 | 20000 | 20000 | 20000 | 20000 | 20000 | 20000 | 20000 | 20000 | 20000 | 20000 | 20000 | 20000 | 20000 | 20000 | 20000 | 20000 | 20000 | 20000 | 20000 | 20000 | 20000 | 20000 | 20000 | 20000 | 20000 | 20000 | 20000 | 20000 | 20000 | 20000 | 20000 | 20000 | 20000 | 20000 | 20000 | 20000 | 20000 | 20000 | 20000 | 20000 | 20000 | 20000 | 20000 | 20000 | 20000 | 20000 | 20000 | 20000 | 20000 | 20000 | 20000 | 20000 | 20000 | 20000 | 20000 | 20000 | 20000 | 20000 | 20000 | 20000 | 20000 | 20000 | 20000 | 20000 | 20000 | 20000 | 20000 | 20000 | 20000 | 20000 | 20000 | 20000 | 20000 | 20000 | 20000 | 20000 | 20000 | 20000 | 20000 | 20000 | 20000 | 20000 | 20000 | 20000 | 20000 | 20000 | 20000 | 20000 | 20000 | 20000 | 20000 | 20000 | 20000 | 20000 | 20000 | 20000 | 20000 | 20000 | 20000 | 20000 | 20000 | 20000 | 20000 | 20000 | 20000 | 20000 | 20000 | 20000 | 20000 | 20000 | 20000 | 20000 | 20000 | 20000 | 20000 | 20000 | 20000 | 20000 | 20000 | 20000 | 20000 | 20000 | 20000 | 20000 | 20000 | 20000 | 20000 | 20000 | 20000 | 20000 | 20000 | 20000 | 20000 | 20000 | 20000 | 20000 | 20000 | 20000 | 20000 | 20000 | 20000 | 20000 | 20000 | 20000 | 20000 | 20000 | 20000 | 20000 | 20000 | 20000 | 20000 | 20000 | 20000 | 20000 | 20000 | 20000 | 20000
05/07/25 12:30 | 20000 | 20000 | 20000 | 20000 | 20000 | 20000 | 20000 | 20000 | 20000 | 20000 | 20000 | 20000 | 20000 | 20000 | 20000 | 20000 | 20000 | 20000 | 20000 | 20000 | 20000 | 20000 | 20000 | 20000 | 20000 | 20000 | 20000 | 20000 | 20000 | 20000 | 20000 | 20000 | 20000 | 20000 | 20000 | 20000 | 20000 | 20000 | 20000 | 20000 | 20000 | 20000 | 20000 | 20000 | 20000 | 20000 | 20000 | 20000 | 20000 | 20000 | 20000 | 20000 | 20000 | 20000 | 20000 | 20000 | 20000 | 20000 | 20000 | 20000 | 20000 | 20000 | 20000 | 20000 | 20000 | 20000 | 20000 | 20000 | 20000 | 20000 | 20000 | 20000 | 20000 | 20000 | 20000 | 20000 | 20000 | 20000 | 20000 | 20000 | 20000 | 20000 | 20000 | 20000 | 20000 | 20000 | 20000 | 20000 | 20000 | 20000 | 20000 | 20000 | 20000 | 20000 | 20000 | 20000 | 20000 | 20000 | 20000 | 20000 | 20000 | 20000 | 20000 | 20000 | 20000 | 20000 | 20000 | 20000 | 20000 | 20000 | 20000 | 20000 | 20000 | 20000 | 20000 | 20000 | 20000 | 20000 | 20000 | 20000 | 20000 | 20000 | 20000 | 20000 | 20000 | 20000 | 20000 | 20000 | 20000 | 20000 | 20000 | 20000 | 20000 | 20000 | 20000 | 20000 | 20000 | 20000 | 20000 | 20000 | 20000 | 20000 | 20000 | 20000 | 20000 | 20000 | 20000 | 20000 | 20000 | 20000 | 20000 | 20000 | 20000 | 20000 | 20000 | 20000 | 20000 | 20000 | 20000 | 20000 | 20000 | 20000 | 20000 | 20000
05/07/25 13:00 | 20000 | 20000 | 20000 | 20000 | 20000 | 20000 | 20000 | 20000 | 20000 | 20000 | 20000 | 20000 | 20000 | 20000 | 20000 | 20000 | 20000 | 20000 | 20000 | 20000 | 20000 | 20000 | 20000 | 20000 | 20000 | 20000 | 20000 | 20000 | 20000 | 20000 | 20000 | 20000 | 20000 | 20000 | 20000 | 20000 | 20000 | 20000 | 20000 | 20000 | 20000 | 20000 | 20000 | 20000 | 20000 | 20000 | 20000 | 20000 | 20000 | 20000 | 20000 | 20000 | 20000 | 20000 | 20000 | 20000 | 20000 | 20000 | 20000 | 20000 | 20000 | 20000 | 20000 | 20000 | 20000 | 20000 | 20000 | 20000 | 20000 | 20000 | 20000 | 20000 | 20000 | 20000 | 20000 | 20000 | 20000 | 20000 | 20000 | 20000 | 20000 | 20000 | 20000 | 20000 | 20000 | 20000 | 20000 | 20000 | 20000 | 20000 | 20000 | 20000 | 20000 | 20000 | 20000 | 20000 | 20000 | 20000 | 20000 | 20000 | 20000 | 20000 | 20000 | 20000 | 20000 | 20000 | 20000 | 20000 | 20000 | 20000 | 20000 | 20000 | 20000 | 20000 | 20000 | 20000 | 20000 | 20000 | 20000 | 20000 | 20000 | 20000 | 20000 | 20000 | 20000 | 20000 | 20000 | 20000 | 20000 | 20000 | 20000 | 20000 | 20000 | 20000 | 20000 | 20000 | 20000 | 20000 | 20000 | 20000 | 20000 | 20000 | 20000 | 20000 | 20000 | 20000 | 20000 | 20000 | 20000 | 20000 | 20000 | 20000 | 20000 | 20000 | 20000 | 20000 | 20000 | 20000 | 20000 | 20000 | 20000 | 20000 | 20000 | 20000
05/07/25 13:30 | 20000 | 20000 | 20000 | 20000 | 20000 | 20000 | 20000 | 20000 | 20000 | 20000 | 20000 | 20000 | 20000 | 20000 | 20000 | 20000 | 20000 | 20000 | 20000 | 20000 | 20000 | 20000 | 20000 | 20000 | 20000 | 20000 | 20000 | 20000 | 20000 | 20000 | 20000 | 20000 | 20000 | 20000 | 20000 | 20000 | 20000 | 20000 | 20000 | 20000 | 20000 | 20000 | 20000 | 20000 | 20000 | 20000 | 20000 | 20000 | 20000 | 20000 | 20000 | 20000 | 20000 | 20000 | 20000 | 20000 | 20000 | 20000 | 20000 | 20000 | 20000 | 20000 | 20000 | 20000 | 20000 | 20000 | 20000 | 20000 | 20000 | 20000 | 20000 | 20000 | 20000 | 20000 | 20000 | 20000 | 20000 | 20000 | 20000 | 20000 | 20000 | 20000 | 20000 | 20000 | 20000 | 20000 | 20000 | 20000 | 20000 | 20000 | 20000 | 20000 | 20000 | 20000 | 20000 | 20000 | 20000 | 20000 | 20000 | 20000 | 20000 | 20000 | 20000 | 20000 | 20000 | 20000 | 20000 | 20000 | 20000 | 20000 | 20000 | 20000 | 20000 | 20000 | 20000 | 20000 | 20000 | 20000 | 20000 | 20000 | 20000 | 20000 | 20000 | 20000 | 20000 | 20000 | 20000 | 20000 | 20000 | 20000 | 20000 | 20000 | 20000 | 20000 | 20000 | 20000 | 20000 | 20000 | 20000 | 20000 | 20000 | 20000 | 20000 | 20000 | 20000 | 20000 | 20000 | 20000 | 20000 | 20000 | 20000 | 20000 | 20000 | 20000 | 20000 | 20000 | 20000 | 20000 | 20000 | 20000 | 20000 | 20000 | 20000 | 20000
05/07/25 14:00 | 20000 | 20000 | 20000 | 20000 | 20000 | 20000 | 20000 | 20000 | 20000 | 20000 | 20000 | 20000 | 20000 | 20000 | 20000 | 20000 | 20000 | 20000 | 20000 | 20000 | 20000 | 20000 | 20000 | 20000 | 20000 | 20000 | 20000 | 20000 | 20000 | 20000 | 20000 | 20000 | 20000 | 20000 | 20000 | 20000 | 20000 | 20000 | 20000 | 20000 | 20000 | 20000 | 20000 | 20000 | 20000 | 20000 | 20000 | 20000 | 20000 | 20000 | 20000 | 20000 | 20000 | 20000 | 20000 | 20000 | 20000 | 20000 | 20000 | 20000 | 20000 | 20000 | 20000 | 20000 | 20000 | 20000 | 20000 | 20000 | 20000 | 20000 | 20000 | 20000 | 20000 | 20000 | 20000 | 20000 | 20000 | 20000 | 20000 | 20000 | 20000 | 20000 | 20000 | 20000 | 20000 | 20000 | 20000 | 20000 | 20000 | 20000 | 20000 | 20000 | 20000 | 20000 | 20000 | 20000 | 20000 | 20000 | 20000 | 20000 | 20000 | 20000 | 20000 | 20000 | 20000 | 20000 | 20000 | 20000 | 20000 | 20000 | 20000 | 20000 | 20000 | 20000 | 20000 | 20000 | 20000 | 20000 | 20000 | 20000 | 20000 | 20000 | 20000 | 20000 | 20000 | 20000 | 20000 | 20000 | 20000 | 20000 | 20000 | 20000 | 20000 | 20000 | 20000 | 20000 | 20000 | 20000 | 20000 | 20000 | 20000 | 20000 | 20000 | 20000 | 20000 | 20000 | 20000 | 20000 | 20000 | 20000 | 20000 | 20000 | 20000 | 20000 | 20000 | 20000 | 20000 | 20000 | 20000 | 20000 | 20000 | 20000 | 20000 | 20000
05/07/25 14:30 | 20000 | 20000 | 20000 | 20000 | 20000 | 20000 | 20000 | 20000 | 20000 | 20000 | 20000 | 20000 | 20000 | 20000 | 20000 | 20000 | 20000 | 20000 | 20000 | 20000 | 20000 | 20000 | 20000 | 20000 | 20000 | 20000 | 20000 | 20000 | 20000 | 20000 | 20000 | 20000 | 20000 | 20000 | 20000 | 20000 | 20000 | 20000 | 20000 | 20000 | 20000 | 20000 | 20000 | 20000 | 20000 | 20000 | 20000 | 20000 | 20000 | 20000 | 20000 | 20000 | 20000 | 20000 | 20000 | 20000 | 20000 | 20000 | 20000 | 20000 | 20000 | 20000 | 20000 | 20000 | 20000 | 20000 | 20000 | 20000 | 20000 | 20000 | 20000 | 20000 | 20000 | 20000 | 20000 | 20000 | 20000 | 20000 | 20000 | 20000 | 20000 | 20000 | 20000 | 20000 | 20000 | 20000 | 20000 | 20000 | 20000 | 20000 | 20000 | 20000 | 20000 | 20000 | 20000 | 20000 | 20000 | 20000 | 20000 | 20000 | 20000 | 20000 | 20000 | 20000 | 20000 | 20000 | 20000 | 20000 | 20000 | 20000 | 20000 | 20000 | 20000 | 20000 | 20000 | 20000 | 20000 | 20000 | 20000 | 20000 | 20000 | 20000 | 20000 | 20000 | 20000 | 20000 | 20000 | 20000 | 20000 | 20000 | 20000 | 20000 | 20000 | 20000 | 20000 | 20000 | 20000 | 20000 | 20000 | 20000 | 20000 | 20000 | 20000 | 20000 | 20000 | 20000 | 20000 | 20000 | 20000 | 20000 | 20000 | 20000 | 20000 | 20000 | 20000 | 20000 | 20000 | 20000 | 20000 | 20000 | 20000 | 20000 | 20000 | 20000
05/07/25 15:00 | 20000 | 20000 | 20000 | 20000 | 20000 | 20000 | 20000 | 20000 | 20000 | 20000 | 20000 | 20000 | 20000 | 20000 | 20000 | 20000 | 20000 | 20000 | 20000 | 20000 | 20000 | 20000 | 20000 | 20000 | 20000 | 20000 | 20000 | 20000 | 20000 | 20000 | 20000 | 20000 | 20000 | 20000 | 20000 | 20000 | 20000 | 20000 | 20000 | 20000 | 20000 | 20000 | 20000 | 20000 | 20000 | 20000 | 20000 | 20000 | 20000 | 20000 | 20000 | 20000 | 20000 | 20000 | 20000 | 20000 | 20000 | 20000 | 20000 | 20000 | 20000 | 20000 | 20000 | 20000 | 20000 | 20000 | 20000 | 20000 | 20000 | 20000 | 20000 | 20000 | 20000 | 20000 | 20000 | 20000 | 20000 | 20000 | 20000 | 20000 | 20000 | 20000 | 20000 | 20000 | 20000 | 20000 | 20000 | 20000 | 20000 | 20000 | 20000 | 20000 | 20000 | 20000 | 20000 | 20000 | 20000 | 20000 | 20000 | 20000 | 20000 | 20000 | 20000 | 20000 | 20000 | 20000 | 20000 | 20000 | 20000 | 20000 | 20000 | 20000 | 20000 | 20000 | 20000 | 20000 | 20000 | 20000 | 20000 | 20000 | 20000 | 20000 | 20000 | 20000 | 20000 | 20000 | 20000 | 20000 | 20000 | 20000 | 20000 | 20000 | 20000 | 20000 | 20000 | 20000 | 20000 | 20000 | 20000 | 20000 | 20000 | 20000 | 20000 | 20000 | 20000 | 20000 | 20000 | 20000 | 20000 | 20000 | 20000 | 20000 | 20000 | 20000 | 20000 | 20000 | 20000 | 20000 | 20000 | 20000 | 20000 | 20000 | 20000 | 20000
05/07/25 15:30 | 20000 | 20000 | 20000 | 20000 | 20000 | 20000 | 20000 | 20000 | 20000 | 20000 | 20000 | 20000 | 20000 | 20000 | 20000 | 20000 | 20000 | 20000 | 20000 | 20000 | 20000 | 20000 | 20000 | 20000 | 20000 | 20000 | 20000 | 20000 | 20000 | 20000 | 20000 | 20000 | 20000 | 20000 | 20000 | 20000 | 20000 | 20000 | 20000 | 20000 | 20000 | 20000 | 20000 | 20000 | 20000 | 20000 | 20000 | 20000 | 20000 | 20000 | 20000 | 20000 | 20000 | 20000 | 20000 | 20000 | 20000 | 20000 | 20000 | 20000 | 20000 | 20000 | 20000 | 20000 | 20000 | 20000 | 20000 | 20000 | 20000 | 20000 | 20000 | 20000 | 20000 | 20000 | 20000 | 20000 | 20000 | 20000 | 20000 | 20000 | 20000 | 20000 | 20000 | 20000 | 20000 | 20000 | 20000 | 20000 | 20000 | 20000 | 20000 | 20000 | 20000 | 20000 | 20000 | 20000 | 20000 | 20000 | 20000 | 20000 | 20000 | 20000 | 20000 | 20000 | 20000 | 20000 | 20000 | 20000 | 20000 | 20000 | 20000 | 20000 | 20000 | 20000 | 20000 | 20000 | 20000 | 20000 | 20000 | 20000 | 20000 | 20000 | 20000 | 20000 | 20000 | 20000 | 20000 | 20000 | 20000 | 20000 | 20000 | 20000 | 20000 | 20000 | 20000 | 20000 | 20000 | 20000 | 20000 | 20000 | 20000 | 20000 | 20000 | 20000 | 20000 | 20000 | 20000 | 20000 | 20000 | 20000 | 20000 | 20000 | 20000 | 20000 | 20000 | 20000 | 20000 | 20000 | 20000 | 20000 | 20000 | 20000 | 20000 | 20000
05/07/25 16:00 | 20000 | 20000 | 20000 | 20000 | 20000 | 20000 | 20000 | 20000 | 20000 | 20000 | 20000 | 20000 | 20000 | 20000 | 20000 | 20000 | 20000 | 20000 | 20000 | 20000 | 20000 | 20000 | 20000 | 20000 | 20000 | 20000 | 20000 | 20000 | 20000 | 20000 | 20000 | 20000 | 20000 | 20000 | 20000 | 20000 | 20000 | 20000 | 20000 | 20000 | 20000 | 20000 | 20000 | 20000 | 20000 | 20000 | 20000 | 20000 | 20000 | 20000 | 20000 | 20000 | 20000 | 20000 | 20000 | 20000 | 20000 | 20000 | 20000 | 20000 | 20000 | 20000 | 20000 | 20000 | 20000 | 20000 | 20000 | 20000 | 20000 | 20000 | 20000 | 20000 | 20000 | 20000 | 20000 | 20000 | 20000 | 20000 | 20000 | 20000 | 20000 | 20000 | 20000 | 20000 | 20000 | 20000 | 20000 | 20000 | 20000 | 20000 | 20000 | 20000 | 20000 | 20000 | 20000 | 20000 | 20000 | 20000 | 20000 | 20000 | 20000 | 20000 | 20000 | 20000 | 20000 | 20000 | 20000 | 20000 | 20000 | 20000 | 20000 | 20000 | 20000 | 20000 | 20000 | 20000 | 20000 | 20000 | 20000 | 20000 | 20000 | 20000 | 20000 | 20000 | 20000 | 20000 | 20000 | 20000 | 20000 | 20000 | 20000 | 20000 | 20000 | 20000 | 20000 | 20000 | 20000 | 20000 | 20000 | 20000 | 20000 | 20000 | 20000 | 20000 | 20000 | 20000 | 20000 | 20000 | 20000 | 20000 | 20000 | 20000 | 20000 | 20000 | 20000 | 20000 | 20000 | 20000 | 20000 | 20000 | 20000 | 20000 | 20000 | 20000
05/07/25 16:30 | 20000 | 20000 | 20000 | 20000 | 20000 | 20000 | 20000 | 20000 | 20000 | 20000 | 20000 | 20000 | 20000 | 20000 | 20000 | 20000 | 20000 | 20000 | 20000 | 20000 | 20000 | 20000 | 20000 | 20000 | 20000 | 20000 | 20000 | 20000 | 20000 | 20000 | 20000 | 20000 | 20000 | 20000 | 20000 | 20000 | 20000 | 20000 | 20000 | 20000 | 20000 | 20000 | 20000 | 20000 | 20000 | 20000 | 20000 | 20000 | 20000 | 20000 | 20000 | 20000 | 20000 | 20000 | 20000 | 20000 | 20000 | 20000 | 20000 | 20000 | 20000 | 20000 | 20000 | 20000 | 20000 | 20000 | 20000 | 20000 | 20000 | 20000 | 20000 | 20000 | 20000 | 20000 | 20000 | 20000 | 20000 | 20000 | 20000 | 20000 | 20000 | 20000 | 20000 | 20000 | 20000 | 20000 | 20000 | 20000 | 20000 | 20000 | 20000 | 20000 | 20000 | 20000 | 20000 | 20000 | 20000 | 20000 | 20000 | 20000 | 20000 | 20000 | 20000 | 20000 | 20000 | 20000 | 20000 | 20000 | 20000 | 20000 | 20000 | 20000 | 20000 | 20000 | 20000 | 20000 | 20000 | 20000 | 20000 | 20000 | 20000 | 20000 | 20000 | 20000 | 20000 | 20000 | 20000 | 20000 | 20000 | 20000 | 20000 | 20000 | 20000 | 20000 | 20000 | 20000 | 20000 | 20000 | 20000 | 20000 | 20000 | 20000 | 20000 | 20000 | 20000 | 20000 | 20000 | 20000 | 20000 | 20000 | 20000 | 20000 | 20000 | 20000 | 20000 | 20000 | 20000 | 20000 | 20000 | 20000 | 20000 | 20000 | 20000 | 20000
05/07/25 17:00 | 20000 | 20000 | 20000 | 20000 | 20000 | 20000 | 20000 | 20000 | 20000 | 20000 | 20000 | 20000 | 20000 | 20000 | 20000 | 20000 | 20000 | 20000 | 20000 | 20000 | 20000 | 20000 | 20000 | 20000 | 20000 | 20000 | 20000 | 20000 | 20000 | 20000 | 20000 | 20000 | 20000 | 20000 | 20000 | 20000 | 20000 | 20000 | 20000 | 20000 | 20000 | 20000 | 20000 | 20000 | 20000 | 20000 | 20000 | 20000 | 20000 | 20000 | 20000 | 20000 | 20000 | 20000 | 20000 | 20000 | 20000 | 20000 | 20000 | 20000 | 20000 | 20000 | 20000 | 20000 | 20000 | 20000 | 20000 | 20000 | 20000 | 20000 | 20000 | 20000 | 20000 | 20000 | 20000 | 20000 | 20000 | 20000 | 20000 | 20000 | 20000 | 20000 | 20000 | 20000 | 20000 | 20000 | 20000 | 20000 | 20000 | 20000 | 20000 | 20000 | 20000 | 20000 | 20000 | 20000 | 20000 | 20000 | 20000 | 20000 | 20000 | 20000 | 20000 | 20000 | 20000 | 20000 | 20000 | 20000 | 20000 | 20000 | 20000 | 20000 | 20000 | 20000 | 20000 | 20000 | 20000 | 20000 | 20000 | 20000 | 20000 | 20000 | 20000 | 20000 | 20000 | 20000 | 20000 | 20000 | 20000 | 20000 | 20000 | 20000 | 20000 | 20000 | 20000 | 20000 | 20000 | 20000 | 20000 | 20000 | 20000 | 20000 | 20000 | 20000 | 20000 | 20000 | 20000 | 20000 | 20000 | 20000 | 20000 | 20000 | 20000 | 20000 | 20000 | 20000 | 20000 | 20000 | 20000 | 20000 | 20000 | 20000 | 20000 | 20000
05/07/25 17:30 | 20000 | 20000 | 20000 | 20000 | 20000 | 20000 | 20000 | 20000 | 20000 | 20000 | 20000 | 20000 | 20000 | 20000 | 20000 | 20000 | 20000 | 20000 | 20000 | 20000 | 20000 | 20000 | 20000 | 20000 | 20000 | 20000 | 20000 | 20000 | 20000 | 20000 | 20000 | 20000 | 20000 | 20000 | 20000 | 20000 | 20000 | 20000 | 20000 | 20000 | 20000 | 20000 | 20000 | 20000 | 20000 | 20000 | 20000 | 20000 | 20000 | 20000 | 20000 | 20000 | 20000 | 20000 | 20000 | 20000 | 20000 | 20000 | 20000 | 20000 | 20000 | 20000 | 20000 | 20000 | 20000 | 20000 | 20000 | 20000 | 20000 | 20000 | 20000 | 20000 | 20000 | 20000 | 20000 | 20000 | 20000 | 20000 | 20000 | 20000 | 20000 | 20000 | 20000 | 20000 | 20000 | 20000 | 20000 | 20000 | 20000 | 20000 | 20000 | 20000 | 20000 | 20000 | 20000 | 20000 | 20000 | 20000 | 20000 | 20000 | 20000 | 20000 | 20000 | 20000 | 20000 | 20000 | 20000 | 20000 | 20000 | 20000 | 20000 | 20000 | 20000 | 20000 | 20000 | 20000 | 20000 | 20000 | 20000 | 20000 | 20000 | 20000 | 20000 | 20000 | 20000 | 20000 | 20000 | 20000 | 20000 | 20000 | 20000 | 20000 | 20000 | 20000 | 20000 | 20000 | 20000 | 20000 | 20000 | 20000 | 20000 | 20000 | 20000 | 20000 | 20000 | 20000 | 20000 | 20000 | 20000 | 20000 | 20000 | 20000 | 20000 | 20000 | 20000 | 20000 | 20000 | 20000 | 20000 | 20000 | 20000 | 20000 | 20000 | 20000
05/07/25 18:00 | 20000 | 20000 | 20000 | 20000 | 20000 | 20000 | 20000 | 20000 | 20000 | 20000 | 20000 | 20000 | 20000 | 20000 | 20000 | 20000 | 20000 | 20000 | 20000 | 20000 | 20000 | 20000 | 20000 | 20000 | 20000 | 20000 | 20000 | 20000 | 20000 | 20000 | 20000 | 20000 | 20000 | 20000 | 20000 | 20000 | 20000 | 20000 | 20000 | 20000 | 20000 | 20000 | 20000 | 20000 | 20000 | 20000 | 20000 | 20000 | 20000 | 20000 | 20000 | 20000 | 20000 | 20000 | 20000 | 20000 | 20000 | 20000 | 20000 | 20000 | 20000 | 20000 | 20000 | 20000 | 20000 | 20000 | 20000 | 20000 | 20000 | 20000 | 20000 | 20000 | 20000 | 20000 | 20000 | 20000 | 20000 | 20000 | 20000 | 20000 | 20000 | 20000 | 20000 | 20000 | 20000 | 20000 | 20000 | 20000 | 20000 | 20000 | 20000 | 20000 | 20000 | 20000 | 20000 | 20000 | 20000 | 20000 | 20000 | 20000 | 20000 | 20000 | 20000 | 20000 | 20000 | 20000 | 20000 | 20000 | 20000 | 20000 | 20000 | 20000 | 20000 | 20000 | 20000 | 20000 | 20000 | 20000 | 20000 | 20000 | 20000 | 20000 | 20000 | 20000 | 20000 | 20000 | 20000 | 20000 | 20000 | 20000 | 20000 | 20000 | 20000 | 20000 | 20000 | 20000 | 20000 | 20000 | 20000 | 20000 | 20000 | 20000 | 20000 | 20000 | 20000 | 20000 | 20000 | 20000 | 20000 | 20000 | 20000 | 20000 | 20000 | 20000 | 20000 | 20000 | 20000 | 20000 | 20000 | 20000 | 20000 | 20000 | 20000 | 20000
05/07/25 18:30 | 20000 | 20000 | 20000 | 20000 | 20000 | 20000 | 20000 | 20000 | 20000 | 20000 | 20000 | 20000 | 20000 | 20000 | 20000 | 20000 | 20000 | 20000 | 20000 | 20000 | 20000 | 20000 | 20000 | 20000 | 20000 | 20000 | 20000 | 20000 | 20000 | 20000 | 20000 | 20000 | 20000 | 20000 | 20000 | 20000 | 20000 | 20000 | 20000 | 20000 | 20000 | 20000 | 20000 | 20000 | 20000 | 20000 | 20000 | 20000 | 20000 | 20000 | 20000 | 20000 | 20000 | 20000 | 20000 | 20000 | 20000 | 20000 | 20000 | 20000 | 20000 | 20000 | 20000 | 20000 | 20000 | 20000 | 20000 | 20000 | 20000 | 20000 | 20000 | 20000 | 20000 | 20000 | 20000 | 20000 | 20000 | 20000 | 20000 | 20000 | 20000 | 20000 | 20000 | 20000 | 20000 | 20000 | 20000 | 20000 | 20000 | 20000 | 20000 | 20000 | 20000 | 20000 | 20000 | 20000 | 20000 | 20000 | 20000 | 20000 | 20000 | 20000 | 20000 | 20000 | 20000 | 20000 | 20000 | 20000 | 20000 | 20000 | 20000 | 20000 | 20000 | 20000 | 20000 | 20000 | 20000 | 20000 | 20000 | 20000 | 20000 | 20000 | 20000 | 20000 | 20000 | 20000 | 20000 | 20000 | 20000 | 20000 | 20000 | 20000 | 20000 | 20000 | 20000 | 20000 | 20000 | 20000 | 20000 | 20000 | 20000 | 20000 | 20000 | 20000 | 20000 | 20000 | 20000 | 20000 | 20000 | 20000 | 20000 | 20000 | 20000 | 20000 | 20000 | 20000 | 20000 | 20000 | 20000 | 20000 | 20000 | 20000 | 20000 | 20000
05/07/25 19:00 | 20000 | 20000 | 20000 | 20000 | 20000 | 20000 | 20000 | 20000 | 20000 | 20000 | 20000 | 20000 | 20000 | 20000 | 20000 | 20000 | 20000 | 20000 | 20000 | 20000 | 20000 | 20000 | 20000 | 20000 | 20000 | 20000 | 20000 | 20000 | 20000 | 20000 | 20000 | 20000 | 20000 | 20000 | 20000 | 20000 | 20000 | 20000 | 20000 | 20000 | 20000 | 20000 | 20000 | 20000 | 20000 | 20000 | 20000 | 20000 | 20000 | 20000 | 20000 | 20000 | 20000 | 20000 | 20000 | 20000 | 20000 | 20000 | 20000 | 20000 | 20000 | 20000 | 20000 | 20000 | 20000 | 20000 | 20000 | 20000 | 20000 | 20000 | 20000 | 20000 | 20000 | 20000 | 20000 | 20000 | 20000 | 20000 | 20000 | 20000 | 20000 | 20000 | 20000 | 20000 | 20000 | 20000 | 20000 | 20000 | 20000 | 20000 | 20000 | 20000 | 20000 | 20000 | 20000 | 20000 | 20000 | 20000 | 20000 | 20000 | 20000 | 20000 | 20000 | 20000 | 20000 | 20000 | 20000 | 20000 | 20000 | 20000 | 20000 | 20000 | 20000 | 20000 | 20000 | 20000 | 20000 | 20000 | 20000 | 20000 | 20000 | 20000 | 20000 | 20000 | 20000 | 20000 | 20000 | 20000 | 20000 | 20000 | 20000 | 20000 | 20000 | 20000 | 20000 | 20000 | 20000 | 20000 | 20000 | 20000 | 20000 | 20000 | 20000 | 20000 | 20000 | 20000 | 20000 | 20000 | 20000 | 20000 | 20000 | 20000 | 20000 | 20000 | 20000 | 20000 | 20000 | 20000 | 20000 | 20000 | 20000 | 20000 | 20000 | 20000
05/07/25 19:30 | 20000 | 20000 | 20000 | 20000 | 20000 | 20000 | 20000 | 20000 | 20000 | 20000 | 20000 | 20000 | 20000 | 20000 | 20000 | 20000 | 20000 | 20000 | 20000 | 20000 | 20000 | 20000 | 20000 | 20000 | 20000 | 20000 | 20000 | 20000 | 20000 | 20000 | 20000 | 20000 | 20000 | 20000 | 20000 | 20000 | 20000 | 20000 | 20000 | 20000 | 20000 | 20000 | 20000 | 20000 | 20000 | 20000 | 20000 | 20000 | 20000 | 20000 | 20000 | 20000 | 20000 | 20000 | 20000 | 20000 | 20000 | 20000 | 20000 | 20000 | 20000 | 20000 | 20000 | 20000 | 20000 | 20000 | 20000 | 20000 | 20000 | 20000 | 20000 | 20000 | 20000 | 20000 | 20000 | 20000 | 20000 | 20000 | 20000 | 20000 | 20000 | 20000 | 20000 | 20000 | 20000 | 20000 | 20000 | 20000 | 20000 | 20000 | 20000 | 20000 | 20000 | 20000 | 20000 | 20000 | 20000 | 20000 | 20000 | 20000 | 20000 | 20000 | 20000 | 20000 | 20000 | 20000 | 20000 | 20000 | 20000 | 20000 | 20000 | 20000 | 20000 | 20000 | 20000 | 20000 | 20000 | 20000 | 20000 | 20000 | 20000 | 20000 | 20000 | 20000 | 20000 | 20000 | 20000 | 20000 | 20000 | 20000 | 20000 | 20000 | 20000 | 20000 | 20000 | 20000 | 20000 | 20000 | 20000 | 20000 | 20000 | 20000 | 20000 | 20000 | 20000 | 20000 | 20000 | 20000 | 20000 | 20000 | 20000 | 20000 | 20000 | 20000 | 20000 | 20000 | 20000 | 20000 | 20000 | 20000 | 20000 | 20000 | 20000 | 20000
05/07/25 20:00 | 20000 | 20000 | 20000 | 20000 | 20000 | 20000 | 20000 | 20000 | 20000 | 20000 | 20000 | 20000 | 20000 | 20000 | 20000 | 20000 | 20000 | 20000 | 20000 | 20000 | 20000 | 20000 | 20000 | 20000 | 20000 | 20000 | 20000 | 20000 | 20000 | 20000 | 20000 | 20000 | 20000 | 20000 | 20000 | 20000 | 20000 | 20000 | 20000 | 20000 | 20000 | 20000 | 20000 | 20000 | 20000 | 20000 | 20000 | 20000 | 20000 | 20000 | 20000 | 20000 | 20000 | 20000 | 20000 | 20000 | 20000 | 20000 | 20000 | 20000 | 20000 | 20000 | 20000 | 20000 | 20000 | 20000 | 20000 | 20000 | 20000 | 20000 | 20000 | 20000 | 20000 | 20000 | 20000 | 20000 | 20000 | 20000 | 20000 | 20000 | 20000 | 20000 | 20000 | 20000 | 20000 | 20000 | 20000 | 20000 | 20000 | 20000 | 20000 | 20000 | 20000 | 20000 | 20000 | 20000 | 20000 | 20000 | 20000 | 20000 | 20000 | 20000 | 20000 | 20000 | 20000 | 20000 | 20000 | 20000 | 20000 | 20000 | 20000 | 20000 | 20000 | 20000 | 20000 | 20000 | 20000 | 20000 | 20000 | 20000 | 20000 | 20000 | 20000 | 20000 | 20000 | 20000 | 20000 | 20000 | 20000 | 20000 | 20000 | 20000 | 20000 | 20000 | 20000 | 20000 | 20000 | 20000 | 20000 | 20000 | 20000 | 20000 | 20000 | 20000 | 20000 | 20000 | 20000 | 20000 | 20000 | 20000 | 20000 | 20000 | 20000 | 20000 | 20000 | 20000 | 20000 | 20000 | 20000 | 20000 | 20000 | 20000 | 20000 | 20000
05/07/25 20:30 | 20000 | 20000 | 20000 | 20000 | 20000 | 20000 | 20000 | 20000 | 20000 | 20000 | 20000 | 20000 | 20000 | 20000 | 20000 | 20000 | 20000 | 20000 | 20000 | 20000 | 20000 | 20000 | 20000 | 20000 | 20000 | 20000 | 20000 | 20000 | 20000 | 20000 | 20000 | 20000 | 20000 | 20000 | 20000 | 20000 | 20000 | 20000 | 20000 | 20000 | 20000 | 20000 | 20000 | 20000 | 20000 | 20000 | 20000 | 20000 | 20000 | 20000 | 20000 | 20000 | 20000 | 20000 | 20000 | 20000 | 20000 | 20000 | 20000 | 20000 | 20000 | 20000 | 20000 | 20000 | 20000 | 20000 | 20000 | 20000 | 20000 | 20000 | 20000 | 20000 | 20000 | 20000 | 20000 | 20000 | 20000 | 20000 | 20000 | 20000 | 20000 | 20000 | 20000 | 20000 | 20000 | 20000 | 20000 | 20000 | 20000 | 20000 | 20000 | 20000 | 20000 | 20000 | 20000 | 20000 | 20000 | 20000 | 20000 | 20000 | 20000 | 20000 | 20000 | 20000 | 20000 | 20000 | 20000 | 20000 | 20000 | 20000 | 20000 | 20000 | 20000 | 20000 | 20000 | 20000 | 20000 | 20000 | 20000 | 20000 | 20000 | 20000 | 20000 | 20000 | 20000 | 20000 | 20000 | 20000 | 20000 | 20000 | 20000 | 20000 | 20000 | 20000 | 20000 | 20000 | 20000 | 20000 | 20000 | 20000 | 20000 | 20000 | 20000 | 20000 | 20000 | 20000 | 20000 | 20000 | 20000 | 20000 | 20000 | 20000 | 20000 | 20000 | 20000 | 20000 | 20000 | 20000 | 20000 | 20000 | 20000 | 20000 | 20000 | 20000
05/07/25 21:00 | 20000 | 20000 | 20000 | 20000 | 20000 | 20000 | 20000 | 20000 | 20000 | 20000 | 20000 | 20000 | 20000 | 20000 | 20000 | 20000 | 20000 | 20000 | 20000 | 20000 | 20000 | 20000 | 20000 | 20000 | 20000 | 20000 | 20000 | 20000 | 20000 | 20000 | 20000 | 20000 | 20000 | 20000 | 20000 | 20000 | 20000 | 20000 | 20000 | 20000 | 20000 | 20000 | 20000 | 20000 | 20000 | 20000 | 20000 | 20000 | 20000 | 20000 | 20000 | 20000 | 20000 | 20000 | 20000 | 20000 | 20000 | 20000 | 20000 | 20000 | 20000 | 20000 | 20000 | 20000 | 20000 | 20000 | 20000 | 20000 | 20000 | 20000 | 20000 | 20000 | 20000 | 20000 | 20000 | 20000 | 20000 | 20000 | 20000 | 20000 | 20000 | 20000 | 20000 | 20000 | 20000 | 20000 | 20000 | 20000 | 20000 | 20000 | 20000 | 20000 | 20000 | 20000 | 20000 | 20000 | 20000 | 20000 | 20000 | 20000 | 20000 | 20000 | 20000 | 20000 | 20000 | 20000 | 20000 | 20000 | 20000 | 20000 | 20000 | 20000 | 20000 | 20000 | 20000 | 20000 | 20000 | 20000 | 20000 | 20000 | 20000 | 20000 | 20000 | 20000 | 20000 | 20000 | 20000 | 20000 | 20000 | 20000 | 20000 | 20000 | 20000 | 20000 | 20000 | 20000 | 20000 | 20000 | 20000 | 20000 | 20000 | 20000 | 20000 | 20000 | 20000 | 20000 | 20000 | 20000 | 20000 | 20000 | 20000 | 20000 | 20000 | 20000 | 20000 | 20000 | 20000 | 20000 | 20000 | 20000 | 20000 | 20000 | 20000 | 20000
05/07/25 21:30 | 20000 | 20000 | 20000 | 20000 | 20000 | 20000 | 20000 | 20000 | 20000 | 20000 | 20000 | 20000 | 20000 | 20000 | 20000 | 20000 | 20000 | 20000 | 20000 | 20000 | 20000 | 20000 | 20000 | 20000 | 20000 | 20000 | 20000 | 20000 | 20000 | 20000 | 20000 | 20000 | 20000 | 20000 | 20000 | 20000 | 20000 | 20000 | 20000 | 20000 | 20000 | 20000 | 20000 | 20000 | 20000 | 20000 | 20000 | 20000 | 20000 | 20000 | 20000 | 20000 | 20000 | 20000 | 20000 | 20000 | 20000 | 20000 | 20000 | 20000 | 20000 | 20000 | 20000 | 20000 | 20000 | 20000 | 20000 | 20000 | 20000 | 20000 | 20000 | 20000 | 20000 | 20000 | 20000 | 20000 | 20000 | 20000 | 20000 | 20000 | 20000 | 20000 | 20000 | 20000 | 20000 | 20000 | 20000 | 20000 | 20000 | 20000 | 20000 | 20000 | 20000 | 20000 | 20000 | 20000 | 20000 | 20000 | 20000 | 20000 | 20000 | 20000 | 20000 | 20000 | 20000 | 20000 | 20000 | 20000 | 20000 | 20000 | 20000 | 20000 | 20000 | 20000 | 20000 | 20000 | 20000 | 20000 | 20000 | 20000 | 20000 | 20000 | 20000 | 20000 | 20000 | 20000 | 20000 | 20000 | 20000 | 20000 | 20000 | 20000 | 20000 | 20000 | 20000 | 20000 | 20000 | 20000 | 20000 | 20000 | 20000 | 20000 | 20000 | 20000 | 20000 | 20000 | 20000 | 20000 | 20000 | 20000 | 20000 | 20000 | 20000 | 20000 | 20000 | 20000 | 20000 | 20000 | 20000 | 20000 | 20000 | 20000 | 20000 | 20000
05/07/25 22:00 | 20000 | 20000 | 20000 | 20000 | 20000 | 20000 | 20000 | 20000 | 20000 | 20000 | 20000 | 20000 | 20000 | 20000 | 20000 | 20000 | 20000 | 20000 | 20000 | 20000 | 20000 | 20000 | 20000 | 20000 | 20000 | 20000 | 20000 | 20000 | 20000 | 20000 | 20000 | 20000 | 20000 | 20000 | 20000 | 20000 | 20000 | 20000 | 20000 | 20000 | 20000 | 20000 | 20000 | 20000 | 20000 | 20000 | 20000 | 20000 | 20000 | 20000 | 20000 | 20000 | 20000 | 20000 | 20000 | 20000 | 20000 | 20000 | 20000 | 20000 | 20000 | 20000 | 20000 | 20000 | 20000 | 20000 | 20000 | 20000 | 20000 | 20000 | 20000 | 20000 | 20000 | 20000 | 20000 | 20000 | 20000 | 20000 | 20000 | 20000 | 20000 | 20000 | 20000 | 20000 | 20000 | 20000 | 20000 | 20000 | 20000 | 20000 | 20000 | 20000 | 20000 | 20000 | 20000 | 20000 | 20000 | 20000 | 20000 | 20000 | 20000 | 20000 | 20000 | 20000 | 20000 | 20000 | 20000 | 20000 | 20000 | 20000 | 20000 | 20000 | 20000 | 20000 | 20000 | 20000 | 20000 | 20000 | 20000 | 20000 | 20000 | 20000 | 20000 | 20000 | 20000 | 20000 | 20000 | 20000 | 20000 | 20000 | 20000 | 20000 | 20000 | 20000 | 20000 | 20000 | 20000 | 20000 | 20000 | 20000 | 20000 | 20000 | 20000 | 20000 | 20000 | 20000 | 20000 | 20000 | 20000 | 20000 | 20000 | 20000 | 20000 | 20000 | 20000 | 20000 | 20000 | 20000 | 20000 | 20000 | 20000 | 20000 | 20000 | 20000
05/07/25 22:30 | 20000 | 20000 | 20000 | 20000 | 20000 | 20000 | 20000 | 20000 | 20000 | 20000 | 20000 | 20000 | 20000 | 20000 | 20000 | 20000 | 20000 | 20000 | 20000 | 20000 | 20000 | 20000 | 20000 | 20000 | 20000 | 20000 | 20000 | 20000 | 20000 | 20000 | 20000 | 20000 | 20000 | 20000 | 20000 | 20000 | 20000 | 20000 | 20000 | 20000 | 20000 | 20000 | 20000 | 20000 | 20000 | 20000 | 20000 | 20000 | 20000 | 20000 | 20000 | 20000 | 20000 | 20000 | 20000 | 20000 | 20000 | 20000 | 20000 | 20000 | 20000 | 20000 | 20000 | 20000 | 20000 | 20000 | 20000 | 20000 | 20000 | 20000 | 20000 | 20000 | 20000 | 20000 | 20000 | 20000 | 20000 | 20000 | 20000 | 20000 | 20000 | 20000 | 20000 | 20000 | 20000 | 20000 | 20000 | 20000 | 20000 | 20000 | 20000 | 20000 | 20000 | 20000 | 20000 | 20000 | 20000 | 20000 | 20000 | 20000 | 20000 | 20000 | 20000 | 20000 | 20000 | 20000 | 20000 | 20000 | 20000 | 20000 | 20000 | 20000 | 20000 | 20000 | 20000 | 20000 | 20000 | 20000 | 20000 | 20000 | 20000 | 20000 | 20000 | 20000 | 20000 | 20000 | 20000 | 20000 | 20000 | 20000 | 20000 | 20000 | 20000 | 20000 | 20000 | 20000 | 20000 | 20000 | 20000 | 20000 | 20000 | 20000 | 20000 | 20000 | 20000 | 20000 | 20000 | 20000 | 20000 | 20000 | 20000 | 20000 | 20000 | 20000 | 20000 | 20000 | 20000 | 20000 | 20000 | 20000 | 20000 | 20000 | 20000 | 20000
05/07/25 23:00 | 20000 | 20000 | 20000 | 20000 | 20000 | 20000 | 20000 | 20000 | 20000 | 20000 | 20000 | 20000 | 20000 | 20000 | 20000 | 20000 | 20000 | 20000 | 20000 | 20000 | 20000 | 20000 | 20000 | 20000 | 20000 | 20000 | 20000 | 20000 | 20000 | 20000 | 20000 | 20000 | 20000 | 20000 | 20000 | 20000 | 20000 | 20000 | 20000 | 20000 | 20000 | 20000 | 20000 | 20000 | 20000 | 20000 | 20000 | 20000 | 20000 | 20000 | 20000 | 20000 | 20000 | 20000 | 20000 | 20000 | 20000 | 20000 | 20000 | 20000 | 20000 | 20000 | 20000 | 20000 | 20000 | 20000 | 20000 | 20000 | 20000 | 20000 | 20000 | 20000 | 20000 | 20000 | 20000 | 20000 | 20000 | 20000 | 20000 | 20000 | 20000 | 20000 | 20000 | 20000 | 20000 | 20000 | 20000 | 20000 | 20000 | 20000 | 20000 | 20000 | 20000 | 20000 | 20000 | 20000 | 20000 | 20000 | 20000 | 20000 | 20000 | 20000 | 20000 | 20000 | 20000 | 20000 | 20000 | 20000 | 20000 | 20000 | 20000 | 20000 | 20000 | 20000 | 20000 | 20000 | 20000 | 20000 | 20000 | 20000 | 20000 | 20000 | 20000 | 20000 | 20000 | 20000 | 20000 | 20000 | 20000 | 20000 | 20000 | 20000 | 20000 | 20000 | 20000 | 20000 | 20000 | 20000 | 20000 | 20000 | 20000 | 20000 | 20000 | 20000 | 20000 | 20000 | 20000 | 20000 | 20000 | 20000 | 20000 | 20000 | 20000 | 20000 | 20000 | 20000 | 20000 | 20000 | 20000 | 20000 | 20000 | 20000 | 20000 | 20000
05/07/25 23:30 | 20000 | 20000 | 20000 | 20000 | 20000 | 20000 | 20000 | 20000 | 20000 | 20000 | 20000 | 20000 | 20000 | 20000 | 20000 | 20000 | 20000 | 20000 | 20000 | 20000 | 20000 | 20000 | 20000 | 20000 | 20000 | 20000 | 20000 | 20000 | 20000 | 20000 | 20000 | 20000 | 20000 | 20000 | 20000 | 20000 | 20000 | 20000 | 20000 | 20000 | 20000 | 20000 | 20000 | 20000 | 20000 | 20000 | 20000 | 20000 | 20000 | 20000 | 20000 | 20000 | 20000 | 20000 | 20000 | 20000 | 20000 | 20000 | 20000 | 20000 | 20000 | 20000 | 20000 | 20000 | 20000 | 20000 | 20000 | 20000 | 20000 | 20000 | 20000 | 20000 | 20000 | 20000 | 20000 | 20000 | 20000 | 20000 | 20000 | 20000 | 20000 | 20000 | 20000 | 20000 | 20000 | 20000 | 20000 | 20000 | 20000 | 20000 | 20000 | 20000 | 20000 | 20000 | 20000 | 20000 | 20000 | 20000 | 20000 | 20000 | 20000 | 20000 | 20000 | 20000 | 20000 | 20000 | 20000 | 20000 | 20000 | 20000 | 20000 | 20000 | 20000 | 20000 | 20000 | 20000 | 20000 | 20000 | 20000 | 20000 | 20000 | 20000 | 20000 | 20000 | 20000 | 20000 | 20000 | 20000 | 20000 | 20000 | 20000 | 20000 | 20000 | 20000 | 20000 | 20000 | 20000 | 20000 | 20000 | 20000 | 20000 | 20000 | 20000 | 20000 | 20000 | 20000 | 20000 | 20000 | 20000 | 20000 | 20000 | 20000 | 20000 | 20000 | 20000 | 20000 | 20000 | 20000 | 20000 | 20000 | 20000 | 20000 | 20000 | 20000

## branch
name | from_busname | to_busname | stat | r | x | b | ShortTermRating | ContinousRating
AA(I)(Z)>DRU(I)(Z)_110L1 | AA_I_Z_110 | DRU_I_Z_110 | 1 | 0.027 | 0.063 | 0.006 | 123.75 | 99
AA(I)(Z)>ENN(I)(Z)_110L1 | AA_I_Z_110 | ENN_I_Z_110 | 1 | 0.048 | 0.111 | 0.012 | 123.75 | 99
AA(I)(Z)>LIM(I)(Z)_110L1 | AA_I_Z_110 | LIM_I_Z_110 | 1 | 0.007 | 0.037 | 0.012 | 222.5 | 178
AA1(I)(Z)>SNG(I)(Z)_110L1 | AA1_I_Z_110 | SNG_I_Z_110 | 1 | 0.003 | 0.017 | 0.007 | 181.25 | 145
AD(I)(Z)>AD(I)(Z)_220L1 | AD_I_Z_220 | AD_I_Z_220 | 0 | 0 | 0.001 | 0.038 | 741.25 | 593
AD(I)(Z)>GGO(I)(Z)_220L1 | AD_I_Z_220 | GGO_I_Z_220 | 1 | 0 | 0.002 | 0.104 | 670 | 536
AD(I)(Z)>KRA(I)(Z)_220L1 | AD_I_Z_220 | KRA_I_Z_220 | 1 | 0.003 | 0.022 | 0.034 | 491.25 | 393
AD(I)(Z)>KRA(I)(Z)_220L2 | AD_I_Z_220 | KRA_I_Z_220 | 1 | 0.003 | 0.022 | 0.034 | 491.25 | 393
AD(I)(Z)>LPT(I)(Z)_220L1 | AD_I_Z_220 | LPT_I_Z_220 | 1 | 0 | 0.001 | 0.0265 | 741.25 | 593
AD(I)(Z)>RAF(I)(Z)_220L1 | AD_I_Z_220 | RAF_I_Z_220 | 1 | 0.001 | 0.009 | 0.252 | 542.5 | 434
AD(I)(Z)>WHI(I)(Z)_110L1 | AD_I_Z_110 | WHI_I_Z_110 | 1 | 0.005 | 0.011 | 0.001 | 123.75 | 99
ADM(I)(Z)>GCA(I)(Z)_110L1 | ADM_I_Z_110 | GCA_I_Z_110 | 1 | 0.002 | 0.004 | 0.025 | 175 | 140
ADM(I)(Z)>INC(I)(Z)_110L1 | ADM_I_Z_110 | INC_I_Z_110 | 1 | 0.009 | 0.027 | 0.024 | 128.75 | 103
AGH(N)(Z)>ENN(N)(Z)_110L1 | AGH_N_Z_110 | ENN_N_Z_110 | 1 | 0.039 | 0.095 | 0.019 | 136.25 | 109
AGL(I)(Z)>DYN(I)(Z)_110L1 | AGL_I_Z_110 | DYN_I_Z_110 | 1 | 0.012 | 0.028 | 0.003 | 131.25 | 105
AGL(I)(Z)>ENN(I)(Z)_110L1 | AGL_I_Z_110 | ENN_I_Z_110 | 1 | 0.059 | 0.131 | 0.012 | 123.75 | 99
AGN(I)(Z)>CBT(I)(Z)_110L1 | AGN_I_Z_110 | CBT_I_Z_110 | 1 | 1e-05 | 1e-05 | 0.002 | 233.75 | 187
AGN(I)(Z)>CBT(I)(Z)_110L2 | AGN_I_Z_110 | CBT_I_Z_110 | 1 | 1e-05 | 1e-05 | 0.002 | 233.75 | 187
AGN(I)(Z)>KSE(I)(Z)_110L1 | AGN_I_Z_110 | KSE_I_Z_110 | 1 | 1e-05 | 0.002 | 0.019 | 233.75 | 187
AGL(I)(Z)>SH(I)(Z)_110L1 | AGL_I_Z_110 | SH_I_Z_110 | 1 | 0.068 | 0.157 | 0.017 | 130 | 104
AHA(I)(Z)>KLN(I)(Z)_110L1 | AHA_I_Z_110 | KLN_I_Z_110 | 1 | 0.004 | 0.012 | 0.004 | 140 | 112
ANR(I)(Z)>DOO(I)(Z)_110L1 | ANR_I_Z_110 | DOO_I_Z_110 | 1 | 0.003 | 0.007 | 0.001 | 131.25 | 105
ANT(N)(Z)>KEL(N)(Z)_110L1 | ANT_N_Z_110 | KEL_N_Z_110 | 1 | 0.012 | 0.03 | 0.003 | 102.5 | 82
ANT(N)(Z)>KEL(N)(Z)_110L2 | ANT_N_Z_110 | KEL_N_Z_110 | 1 | 0.012 | 0.03 | 0.003 | 102.5 | 82
ARD(I)(Z)>TIV(I)(Z)_110L1 | ARD_I_Z_110 | TIV_I_Z_110 | 1 | 0.054 | 0.12 | 0.011 | 131.25 | 105
ARI(I)(Z)>ARI(I)(T)_110L1 | ARI_I_Z_110 | ARI_I_T_110 | 1 | 0 | 0.001 | 0 | 131.25 | 105
ARK(I)(Z)>BEG(I)(Z)_110L1 | ARK_I_Z_110 | BEG_I_Z_110 | 1 | 0.01 | 0.079 | 0.007 | 123.75 | 99
ARK(I)(Z)>BOG(I)(Z)_110L1 | ARK_I_Z_110 | BOG_I_Z_110 | 1 | 0.021 | 0.095 | 0.01 | 222.5 | 178
ARK(I)(Z)>CKM(I)(Z)_220L1 | ARK_I_Z_220 | CKM_I_Z_220 | 1 | 0.006 | 0.046 | 0.081 | 542.5 | 434
ARK(I)(Z)>LOD(I)(Z)_220L1 | ARK_I_Z_220 | LWD_I_Z_220 | 1 | 0.005 | 0.034 | 0.051 | 542.5 | 434
ARK(I)(Z)>SHE(I)(Z)_110L1 | ARK_I_Z_110 | SHE_I_Z_110 | 1 | 0.004 | 0.008 | 0.001 | 42.5 | 34
ART(I)(Z)>FIN(I)(Z)_110L1 | ART_I_Z_110 | FIN_I_Z_110 | 1 | 0.005 | 0.01 | 0.055 | 150 | 120
ART(I)(Z)>MCD(I)(Z)_110L1 | ART_I_Z_110 | MCD_I_Z_110 | 1 | 0.003 | 0.006 | 0.03 | 150 | 120
ARV(I)(Z)>COS(I)(Z)_110L1 | ARV_I_Z_110 | COS_I_Z_110 | 1 | 0.067 | 0.148 | 0.014 | 130 | 104
ARV(I)(Z)>GWE(I)(Z)_110L1 | ARV_I_Z_110 | GWE_I_Z_110 | 1 | 0.019 | 0.099 | 0.011 | 222.5 | 178
ARV(I)(Z)>NAV(I)(Z)_110L1 | ARV_I_Z_110 | NAV_I_Z_110 | 1 | 0.041 | 0.213 | 0.023 | 222.5 | 178
ARV(I)(Z)>SKL(I)(Z)_110L1 | ARV_I_Z_110 | SKL_I_Z_110 | 1 | 0.012 | 0.06 | 0.007 | 222.5 | 178
ARV(I)(Z)>SKL(I)(Z)_110L2 | ARV_I_Z_110 | SKL_I_Z_110 | 1 | 0.015 | 0.076 | 0.01 | 222.5 | 178
ATE(I)(Z)>DRO(I)(Z)_110L1 | ATE_I_Z_110 | DRO_I_Z_110 | 1 | 0.001 | 0.006 | 0.06 | 150 | 120
ATE(I)(Z)>KNR(I)(Z)_110L1 | ATE_I_Z_110 | KNR_I_Z_110 | 1 | 0.004 | 0.021 | 0.007 | 222.5 | 178
ATH(I)(Z)>LA(I)(Z)_110L1 | ATH_I_Z_110 | LA_I_Z_110 | 1 | 0.054 | 0.123 | 0.012 | 123.75 | 99
ATH(I)(Z)>SH(I)(Z)_110L1 | ATH_I_Z_110 | SH_I_Z_110 | 1 | 0.014 | 0.07 | 0.011 | 222.5 | 178
ATN(I)(Z)>INC(I)(Z)_110L1 | ATN_I_Z_110 | INC_I_Z_110 | 1 | 0.005 | 0.01 | 0.065 | 175 | 140
ATN(I)(Z)>INC(I)(Z)_110L2 | ATN_I_Z_110 | INC_I_Z_110 | 1 | 0.005 | 0.01 | 0.065 | 175 | 140
ATY(I)(Z)>CLW(I)(Z)_110L1 | ATY_I_Z_110 | CLW_I_Z_110 | 1 | 0.036 | 0.083 | 0.008 | 123.75 | 99
ATY(I)(Z)>CNB(I)(Z)_110L1 | ATY_I_Z_110 | CNB_I_Z_110 | 1 | 0.034 | 0.076 | 0.007 | 131.25 | 105
ATY(I)(Z)>PLS(I)(Z)_110L1 | ATY_I_Z_110 | PLS_I_Z_110 | 1 | 0.038 | 0.088 | 0.008 | 123.75 | 99
AUG(I)(Z)>CFM(I)(Z)_110L1 | AUG_I_Z_110 | CFM_I_Z_110 | 1 | 0.001 | 0.002 | 0.001 | 120 | 96
AUG(I)(Z)>CFM(I)(Z)_110L2 | AUG_I_Z_110 | CFM_I_Z_110 | 1 | 0.001 | 0.002 | 0.001 | 120 | 96
AUG(I)(Z)>KPG(I)(Z)_110L1 | AUG_I_Z_110 | KPG_I_Z_110 | 1 | 0.021 | 0.107 | 0.012 | 222.5 | 178
AUG(I)(Z)>MTN(I)(Z)_110L1 | AUG_I_Z_110 | MTN_I_Z_110 | 1 | 0.017 | 0.089 | 0.01 | 222.5 | 178
AUG(I)(Z)>SK(I)(Z)_110L1 | AUG_I_Z_110 | SK_I_Z_110 | 1 | 0.001 | 0.001 | 0.006 | 150 | 120
AUG(I)(Z)>SK(I)(Z)_110L2 | AUG_I_Z_110 | SK_I_Z_110 | 1 | 0.001 | 0.001 | 0.006 | 150 | 120
BAL(I)(Z)>CDU(I)(Z)_110L1 | BAL_I_Z_110 | CDU_I_Z_110 | 1 | 0.011 | 0.055 | 0.006 | 222.5 | 178
BAL(I)(Z)>DRY(I)(Z)_110L1 | BAL_I_Z_110 | DRY_I_Z_110 | 1 | 0.013 | 0.065 | 0.007 | 222.5 | 178
BAL(I)(Z)>DEE(I)(Z)_110L1 | BAL_I_Z_110 | DEE_I_Z_110 | 1 | 0.007 | 0.035 | 0.004 | 222.5 | 178
BAN(I)(Z)>BRI(I)(Z)_110L1 | BAN_I_Z_110 | BRI_I_Z_110 | 1 | 0.004 | 0.009 | 0.001 | 131.25 | 105
BAN(I)(Z)>BRI(I)(Z)_110L2 | BAN_I_Z_110 | BRI_I_Z_110 | 1 | 0.004 | 0.009 | 0.001 | 123.75 | 99
BAN(I)(Z)>DMY(I)(Z)_110L1 | BAN_I_Z_110 | DMY_I_Z_110 | 1 | 0.04 | 0.089 | 0.008 | 123.75 | 99
BAN(I)(Z)>RAF(I)(Z)_110L1 | BAN_I_Z_110 | RAF_I_Z_110 | 1 | 0.041 | 0.091 | 0.012 | 123.75 | 99
BAN(N)(Z)>TAN(N)(Z)_110L1 | BAN_N_Z_110 | TAN_N_Z_110 | 1 | 0.024 | 0.062 | 0.006 | 102.5 | 82
BAN(N)(Z)>TAN(N)(Z)_110L2 | BAN_N_Z_110 | TAN_N_Z_110 | 1 | 0.019 | 0.049 | 0.005 | 102.5 | 82
BAR(I)(Z)>BAR(I)(T)_110L1 | BAR_I_Z_110 | BAR_I_T_110 | 1 | 0 | 0.001 | 0 | 170 | 136
BCT(I)(Z)>CKM(I)(Z)_110L1 | BCT_I_Z_110 | CKM_I_Z_110 | 1 | 0.002 | 0.005 | 0.031 | 175 | 140
BCT(I)(Z)>COO(I)(Z)_110L1 | BCT_I_Z_110 | COO_I_Z_110 | 1 | 0.014 | 0.045 | 0.027 | 162.5 | 130
BDA(I)(Z)>MON(I)(Z)_110L1 | BDA_I_Z_110 | MON_I_Z_110 | 1 | 0.01 | 0.03 | 0.029 | 123.75 | 99
BDA(I)(Z)>NEW(I)(Z)_110L1 | BDA_I_Z_110 | NEW_I_Z_110 | 1 | 0.006 | 0.017 | 0.028 | 152.5 | 122
BDN(I)(Z)>CUL(I)(Z)_110L1 | BDN_I_Z_110 | CUL_I_Z_110 | 1 | 0.031 | 0.075 | 0.007 | 245 | 196
BDN(I)(Z)>DOO(I)(Z)_110L1 | BDN_I_Z_110 | DOO_I_Z_110 | 1 | 0.007 | 0.037 | 0.004 | 222.5 | 178
BEG(I)(Z)>CKM(I)(Z)_110L1 | BEG_I_Z_110 | CKM_I_Z_110 | 1 | 0.015 | 0.116 | 0.01 | 170 | 136
BGH(I)(Z)>CLA(I)(Z)_110L1 | BGH_I_Z_110 | CLA_I_Z_110 | 1 | 0.008 | 0.04 | 0.027 | 222.5 | 178
BGN(I)(Z)>MLC(I)(Z)_110L1 | BGN_I_Z_110 | MLC_I_Z_110 | 1 | 0.007 | 0.015 | 0.1 | 155 | 124
BGT(I)(Z)>CNB(I)(Z)_110L1 | BGT_I_Z_110 | CNB_I_Z_110 | 1 | 0.018 | 0.091 | 0.01 | 222.5 | 178
BGT(I)(Z)>GGT(I)(Z)_110L1 | BGT_I_Z_110 | GGT_I_Z_110 | 1 | 0.009 | 0.044 | 0.005 | 222.5 | 178
BGT(I)(Z)>KKY(I)(Z)_110L1 | BGT_I_Z_110 | KKY_I_Z_110 | 1 | 0.014 | 0.072 | 0.008 | 222.5 | 178
BIN(I)(Z)>CF(I)(Z)_110L1 | BIN_I_Z_110 | CF_I_Z_110 | 1 | 0.053 | 0.118 | 0.011 | 123.75 | 99
BIN(I)(Z)>TIV(I)(Z)_110L1 | BIN_I_Z_110 | TIV_I_Z_110 | 1 | 0.024 | 0.077 | 0.008 | 170 | 136
BK(I)(Z)>CBR(I)(Z)_110L1 | BK_I_Z_110 | CBR_I_Z_110 | 1 | 0.053 | 0.128 | 0.014 | 243.75 | 195
BK(I)(Z)>CGW(I)(Z)_110L1 | BK_I_Z_110 | CGW_I_Z_110 | 1 | 0.002 | 0.011 | 0.001 | 222.5 | 178
BK(I)(Z)>MOY(I)(Z)_110L1 | BK_I_Z_110 | MOY_I_Z_110 | 1 | 0.017 | 0.088 | 0.01 | 222.5 | 178
BK(I)(Z)>SKY(I)(Z)_110L1 | BK_I_Z_110 | SKY_I_Z_110 | 1 | 0.001 | 0.004 | 0.044 | 240 | 192
BK(I)(Z)>SKY(I)(Z)_110L2 | BK_I_Z_110 | SKY_I_Z_110 | 1 | 0.001 | 0.004 | 0.044 | 233.75 | 187
BKT(I)(Z)>CUR(I)(Z)_110L1 | BKT_I_Z_110 | CUR_I_Z_110 | 1 | 0.004 | 0.007 | 0.072 | 150 | 120
BKY(I)(Z)>CBT(I)(Z)_110L1 | BKY_I_Z_110 | CBT_I_Z_110 | 1 | 0 | 0.001 | 0.011 | 233.75 | 187
BKY(I)(Z)>CBT(I)(Z)_110L2 | BKY_I_Z_110 | CBT_I_Z_110 | 1 | 0 | 0.001 | 0.011 | 233.75 | 187
BKY(I)(Z)>KCY(I)(Z)_110 | BKY_I_Z_110 | KCY_I_Z_110 | 1 | 0 | 0.001 | 0.008 | 233.75 | 187
BLA(I)(Z)>POT(I)(Z)_110L1 | BLA_I_Z_110 | POT_I_Z_110 | 1 | 0.002 | 0.004 | 0.092 | 148.75 | 119
BLA(I)(Z)>RE(I)(Z)_110L1 | BLA_I_Z_110 | RE_I_Z_110 | 1 | 0.003 | 0.006 | 0.136 | 148.75 | 119
BLC(I)(Z)>FIN(I)(Z)_220L1 | BLC_I_Z_220 | FIN_I_Z_220 | 1 | 0 | 0.002 | 0.332 | 712.5 | 570
BLC(I)(Z)>SHL(I)(Z)_220L1 | BLC_I_Z_220 | SHL_I_Z_220 | 1 | 0.001 | 0.003 | 0.777 | 712.5 | 570
BLC(I)(Z)>GRA(I)(Z)_110L1 | BLC_I_Z_110 | GRA_I_Z_110 | 1 | 0.0025 | 0.005 | 0.031 | 175 | 140
BLC(I)(Z)>KLM(I)(Z)_110L1 | BLC_I_Z_110 | KLM_I_Z_110 | 1 | 0.002 | 0.005 | 0.029 | 175 | 140
BLC(I)(Z)>MNH(I)(Z)_110L1 | BLC_I_Z_110 | MNH_I_Z_110 | 1 | 0.003 | 0.002 | 0.195 | 1052.5 | 842
BLI(I)(Z)>DMY(I)(Z)_110L1 | BLI_I_Z_110 | DMY_I_Z_110 | 1 | 0.043 | 0.094 | 0.01 | 131.25 | 105
BLK(I)(Z)>BLK(I)(Z)_110L1 | BLK_I_Z_110 | BLK_I_Z_110 | 0 | 0.001 | 0.002 | 0 | 170 | 136
BMA(N)(Z)>KEL(N)(Z)_110L1 | BMA_N_Z_110 | KEL_N_Z_110 | 1 | 0.013 | 0.035 | 0.003 | 136.25 | 109
BMA(N)(Z)>KEL(N)(Z)_110L2 | BMA_N_Z_110 | KEL_N_Z_110 | 1 | 0.015 | 0.04 | 0.004 | 136.25 | 109
BNH(N)(Z)>CAS(N)(Z)_110L1 | BNH_N_Z_110 | CAS_N_Z_110 | 1 | 0.028 | 0.071 | 0.007 | 102.5 | 82
BNH(N)(Z)>CAS(N)(Z)_110L2 | BNH_N_Z_110 | CAS_N_Z_110 | 1 | 0.028 | 0.071 | 0.007 | 102.5 | 82
BNM(N)(Z)>DON(N)(Z)_110L1 | BNM_N_Z_110 | DON_N_Z_110 | 1 | 0.005 | 0.005 | 0.053 | 93.75 | 75
BNM(N)(Z)>DON(N)(Z)_110L2 | BNM_N_Z_110 | DON_N_Z_110 | 1 | 0.005 | 0.005 | 0.053 | 93.75 | 75
BOG(I)(Z)>TTU(I)(Z)_110L1 | BOG_I_Z_110 | TTU_I_Z_110 | 1 | 0.009 | 0.0405 | 0.0045 | 222.5 | 178
TTU(I)(Z)>CRA(I)(Z)_110L1 | TTU_I_Z_110 | CRA_I_Z_110 | 1 | 0.009 | 0.0405 | 0.0045 | 222.5 | 178
BOL(I)(Z)>ENN(I)(Z)_110L1 | BOL_I_Z_110 | ENN_I_Z_110 | 1 | 0.016 | 0.08 | 0.009 | 222.5 | 178
BOL(I)(Z)>TBK(I)(T)_110L1 | BOL_I_Z_110 | TBK_I_T_110 | 1 | 0.012 | 0.059 | 0.006 | 222.5 | 178
BPS(N)(Z)>BVG(N)(Z)_110L1 | BPS_N_Z_110 | BVG_N_Z_110 | 1 | 0.023 | 0.058 | 0.006 | 102.5 | 82
BPS(N)(Z)>BVG(N)(Z)_110L2 | BPS_N_Z_110 | BVG_N_Z_110 | 1 | 0.023 | 0.058 | 0.006 | 102.5 | 82
BPS(N)(Z)>BYC(N)(Z)_275L1 | BPS_N_Z_275 | BYC_N_Z_275 | 1 | 0 | 0.001 | 0.002 | 887.5 | 710
BPS(N)(Z)>EDE(N)(Z)_110L1 | BPS_N_Z_110 | EDE_N_Z_110 | 1 | 0.023 | 0.054 | 0.005 | 86.25 | 69
BPS(N)(Z)>EDE(N)(Z)_110L2 | BPS_N_Z_110 | EDE_N_Z_110 | 1 | 0.023 | 0.053 | 0.005 | 87.5 | 70
BPS(N)(Z)>HAN(N)(Z)_275L1 | BPS_N_Z_275 | HAN_N_Z_275 | 1 | 0.002 | 0.019 | 0.114 | 887.5 | 710
BPS(N)(Z)>KEL(N)(Z)_275L1 | BPS_N_Z_275 | KEL_N_Z_275 | 1 | 0.002 | 0.014 | 0.089 | 887.5 | 710
BPS(N)(Z)>MAG(N)(Z)_275L1 | BPS_N_Z_275 | MAG_N_Z_275 | 1 | 0.003 | 0.027 | 0.169 | 887.5 | 710
BRO(N)(Z)>RSK(N)(Z)_110L1 | BRO_N_Z_110 | RSK_N_Z_110 | 1 | 0.01 | 0.062 | 0.02 | 180 | 144
BRY(I)(Z)>RAF(I)(Z)_110L1 | BRY_I_Z_110 | RAF_I_Z_110 | 1 | 0.003 | 0.006 | 0.001 | 78.75 | 63
BRY(I)(Z)>RAF(I)(Z)_110L2 | BRY_I_Z_110 | RAF_I_Z_110 | 1 | 0.002 | 0.006 | 0.001 | 123.75 | 99
BTN(I)(Z)>CLE(I)(Z)_220L1 | BTN_I_Z_220 | CLE_I_Z_220 | 1 | 0.0001 | 0.0004 | 0.083 | 712.5 | 570
BTN(I)(Z)>CLE(I)(Z)_220L2 | BTN_I_Z_220 | CLE_I_Z_220 | 1 | 0.0001 | 0.0004 | 0.083 | 712.5 | 570
BUT(I)(Z)>CUL(I)(Z)_110L1 | BUT_I_Z_110 | CUL_I_Z_110 | 1 | 0.008 | 0.038 | 0.013 | 222.5 | 178
BUT(I)(Z)>KTN(I)(Z)_110L1 | BUT_I_Z_110 | KTN_I_Z_110 | 1 | 0.004 | 0.01 | 0.001 | 250 | 200
BVG(N)(Z)>KEL(N)(Z)_110L1 | BVG_N_Z_110 | KEL_N_Z_110 | 1 | 0.028 | 0.073 | 0.007 | 136.25 | 109
BVG(N)(Z)>KEL(N)(Z)_110L2 | BVG_N_Z_110 | KEL_N_Z_110 | 1 | 0.027 | 0.07 | 0.007 | 136.25 | 109
BVG(N)(Z)>LAR(N)(Z)_110L1 | BVG_N_Z_110 | LAR_N_Z_110 | 1 | 0.007 | 0.023 | 0.002 | 98.75 | 79
BVG(N)(Z)>LAR(N)(Z)_110L2 | BVG_N_Z_110 | LAR_N_Z_110 | 1 | 0.007 | 0.023 | 0.002 | 98.75 | 79
BVK(I)(Z)>BYH(I)(Z)_220L1 | BVK_I_Z_220 | BYH_I_Z_220 | 1 | 0.003 | 0.0246 | 0.05 | 542.5 | 434
BVK(I)(Z)>CLA(I)(Z)_220L1 | BVK_I_Z_220 | CLA_I_Z_220 | 1 | 0.002 | 0.014 | 0.025 | 925 | 740
BVK(I)(Z)>CTG(I)(Z)_110L1 | BVK_I_Z_110 | CTG_I_Z_110 | 1 | 0.006 | 0.036 | 0.386 | 285 | 228
BWR(I)(Z)>CRA(I)(Z)_110L1 | BWR_I_Z_110 | CRA_I_Z_110 | 1 | 0.008 | 0.023 | 0.137 | 143.75 | 115
BYH(I)(Z)>CDL(I)(Z)_110L1 | BYH_I_Z_110 | CDL_I_Z_110 | 1 | 0.002 | 0.011 | 0.105 | 243.75 | 195
BYH(I)(Z)>GLE(I)(Z)_110L1 | BYH_I_Z_110 | GLE_I_Z_110 | 1 | 0.006 | 0.022 | 0.186 | 155 | 124
CAB(I)(Z)>PTN(I)(Z)_110L1 | CAB_I_Z_110 | PTN_I_Z_110 | 1 | 0.002 | 0.007 | 0.005 | 100 | 80
CAB(I)(Z)>WOL(I)(Z)_110L1 | CAB_I_Z_110 | WOL_I_Z_110 | 1 | 0.003 | 0.005 | 0.029 | 150 | 120
CAH(I)(Z)>BAR(I)(T)_110L1 | CAH_I_Z_110 | BAR_I_T_110 | 1 | 0.065 | 0.15 | 0.014 | 131.25 | 105
CAH(I)(Z)>DOO(I)(Z)_110L1 | CAH_I_Z_110 | DOO_I_Z_110 | 1 | 0.01 | 0.051 | 0.006 | 222.5 | 178
CAH(I)(Z)>KHL(I)(Z)_110L1 | CAH_I_Z_110 | KHL_I_Z_110 | 1 | 0.011 | 0.058 | 0.006 | 222.5 | 178
CAH(I)(Z)>TIP(I)(Z)_110L1 | CAH_I_Z_110 | TIP_I_Z_110 | 1 | 0.011 | 0.059 | 0.006 | 222.5 | 178
CAR(N)(Z)>CAS(N)(Z)_110L1 | CAR_N_Z_110 | CAS_N_Z_110 | 1 | 0.037 | 0.088 | 0.008 | 86.25 | 69
CAR(N)(Z)>CAS(N)(Z)_110L2 | CAR_N_Z_110 | CAS_N_Z_110 | 1 | 0.037 | 0.086 | 0.008 | 87.5 | 70
CAR(N)(Z)>EDE(N)(Z)_110L1 | CAR_N_Z_110 | EDE_N_Z_110 | 1 | 0.019 | 0.043 | 0.004 | 86.25 | 69
CAR(N)(Z)>EDE(N)(Z)_110L2 | CAR_N_Z_110 | EDE_N_Z_110 | 1 | 0.019 | 0.044 | 0.004 | 86.25 | 69
CAS(N)(Z)>CRE(N)(Z)_110L1 | CAS_N_Z_110 | CRE_N_Z_110 | 1 | 0.001 | 0.004 | 0.061 | 165 | 132
CAS(N)(Z)>CRE(N)(Z)_110L2 | CAS_N_Z_110 | CRE_N_Z_110 | 1 | 0.001 | 0.004 | 0.061 | 165 | 132
CAS(N)(Z)>HAN(N)(Z)_275L1 | CAS_N_Z_275 | HAN_N_Z_275 | 1 | 0.001 | 0.008 | 0.046 | 887.5 | 710
CAS(N)(Z)>HAN(N)(Z)_275L2 | CAS_N_Z_275 | HAN_N_Z_275 | 1 | 0.001 | 0.008 | 0.046 | 887.5 | 710
CAS(N)(Z)>KNO(N)(Z)_110L1 | CAS_N_Z_110 | KNO_N_Z_110 | 1 | 0.005 | 0.004 | 0.044 | 82.5 | 66
CAS(N)(Z)>KNO(N)(Z)_110L2 | CAS_N_Z_110 | KNO_N_Z_110 | 1 | 0.005 | 0.004 | 0.044 | 82.5 | 66
CAS(N)(Z)>KPS(N)(Z)_275L1 | CAS_N_Z_275 | KPS_N_Z_275 | 1 | 0.003 | 0.028 | 0.171 | 887.5 | 710
CAS(N)(Z)>NAR(N)(Z)_110L1 | CAS_N_Z_110 | NAR_N_Z_110 | 1 | 0.015 | 0.04 | 0.071 | 136.25 | 109
CAS(N)(Z)>NAR(N)(Z)_110L2 | CAS_N_Z_110 | NAR_N_Z_110 | 1 | 0.018 | 0.046 | 0.07 | 136.25 | 109
CAS(N)(Z)>RAT(N)(Z)_110L1 | CAS_N_Z_110 | RAT_N_Z_110 | 1 | 0.025 | 0.064 | 0.006 | 102.5 | 82
CAS(N)(Z)>RAT(N)(Z)_110L2 | CAS_N_Z_110 | RAT_N_Z_110 | 1 | 0.025 | 0.064 | 0.006 | 102.5 | 82
CAS(N)(Z)>ROS(N)(Z)_110L1 | CAS_N_Z_110 | ROS_N_Z_110 | 1 | 0.001 | 0.003 | 0.015 | 180 | 144
CAS(N)(Z)>ROS(N)(Z)_110L2 | CAS_N_Z_110 | ROS_N_Z_110 | 1 | 0.001 | 0.003 | 0.015 | 180 | 144
CAS(N)(Z)>TAN(N)(Z)_275L1 | CAS_N_Z_275 | TAN_N_Z_275 | 1 | 0.002 | 0.019 | 0.114 | 887.5 | 710
CTN(I)(Z)>KLN(I)(Z)_110L1 | CTN_I_Z_110 | KLN_I_Z_110 | 1 | 0.018 | 0.095 | 0.01 | 222.5 | 178
CBL(I)(Z)>TRI(I)(Z)_110L1 | CBL_I_Z_110 | TRI_I_Z_110 | 1 | 0.007 | 0.019 | 0.099 | 155 | 124
CBG(I)(Z)>CBR(I)(Z)_110L1 | CBG_I_Z_110 | CBR_I_Z_110 | 1 | 0.035 | 0.078 | 0.059 | 123.75 | 99
CBR(I)(Z)>CLN(I)(Z)_110L1 | CBR_I_Z_110 | CLN_I_Z_110 | 1 | 0.089 | 0.198 | 0.02 | 123.75 | 99
CBR(I)(Z)>DLT(I)(Z)_110L1 | CBR_I_Z_110 | DLT_I_Z_110 | 1 | 0.043 | 0.096 | 0.009 | 123.75 | 99
CBT(I)(Z)>INC(I)(Z)_220L1 | CBT_I_Z_220 | INC_I_Z_220 | 1 | 0.002 | 0.009 | 0.014 | 951.25 | 761
CBT(I)(Z)>KCY(I)(Z)_110L1 | CBT_I_Z_110 | KCY_I_Z_110 | 1 | 1e-05 | 0.001 | 0.008 | 233.75 | 187
CBT(I)(Z)>INC(I)(Z)_220L2 | CBT_I_Z_220 | INC_I_Z_220 | 1 | 0.002 | 0.012 | 0.02 | 951.25 | 761
CBT(I)(Z)>MAY(I)(Z)_220L1 | CBT_I_Z_220 | MAY_I_Z_220 | 1 | 0.002 | 0.012 | 0.018 | 951.25 | 761
CBT(I)(Z)>MAY(I)(Z)_220L2 | CBT_I_Z_220 | MAY_I_Z_220 | 1 | 0.002 | 0.01 | 0.016 | 951.25 | 761
CD(I)(Z)>KBY(I)(Z)_110L1 | CD_I_Z_110 | KBY_I_Z_110 | 1 | 0.02 | 0.104 | 0.025 | 222.5 | 178
CD(I)(Z)>MAC(I)(Z)_110L1 | CD_I_Z_110 | MAC_I_Z_110 | 1 | 0.002 | 0.008 | 0.001 | 222.5 | 178
CDK(I)(Z)>LWD(I)(Z)_110L1 | CDK_I_Z_110 | LWD_I_Z_110 | 1 | 0.003 | 0.009 | 0.051 | 143.75 | 115
CDU(I)(Z)>FIN(I)(Z)_220L1 | CDU_I_Z_220 | FIN_I_Z_220 | 1 | 0 | 0.003 | 0.005 | 542.5 | 434
CDU(I)(Z)>FIN(I)(Z)_220L2 | CDU_I_Z_220 | FIN_I_Z_220 | 1 | 0 | 0.003 | 0.005 | 542.5 | 434
CDU(I)(Z)>HN(I)(Z)_220L1 | CDU_I_Z_220 | HN_I_Z_220 | 1 | 0 | 0.001 | 0.134 | 693.75 | 555
CDU(I)(Z)>BLU(I)(Z)_110L1 | CDU_I_Z_110 | BLU_I_Z_110 | 1 | 0.079 | 0.191 | 0.025 | 153.75 | 123
CDU(I)(Z)>GLN(I)(Z)_110L1 | CDU_I_Z_220 | GLN_I_Z_110 | 1 | 0.007 | 0.036 | 0.004 | 222.5 | 178
BLU(I)(Z)>MUL(I)(Z)_110L1 | BLU_I_Z_110 | MUL_I_Z_110 | 1 | 0.017 | 0.056 | 0.031 | 162.5 | 130
CDU(I)(Z)>PLA(I)(Z)_110L1 | CDU_I_Z_110 | PLA_I_Z_110 | 1 | 0.023 | 0.12 | 0.013 | 222.5 | 178
CDU(I)(Z)>RYB(I)(Z)_110L1 | CDU_I_Z_110 | RYB_I_Z_110 | 1 | 0.014 | 0.043 | 0.005 | 128.75 | 103
CDU(I)(Z)>SBH(I)(Z)_110L1 | CDU_I_Z_110 | SBH_I_Z_110 | 1 | 0 | 0.003 | 0.015 | 297.5 | 238
CDU(I)(Z)>WOO(I)(Z)_220L1 | CDU_I_Z_220 | WOO_I_Z_220 | 1 | 0.002 | 0.016 | 0.023 | 542.5 | 434
CDY(I)(Z)>ARI(I)(T)_110L1 | CDY_I_Z_110 | ARI_I_T_110 | 1 | 0.009 | 0.045 | 0.005 | 222.5 | 178
CDY(I)(Z)>GRV(I)(Z)_110L1 | CDY_I_Z_110 | GRV_I_Z_110 | 1 | 0.004 | 0.019 | 0.003 | 165 | 132
CDY(I)(Z)>SRA(I)(Z)_110L1 | CDY_I_Z_110 | SRA_I_Z_110 | 1 | 0.02 | 0.044 | 0.004 | 222.5 | 178
CEN(N)(Z)>CRE(N)(Z)_110L1 | CEN_N_Z_110 | CRE_N_Z_110 | 1 | 0.001 | 0.004 | 0.03 | 180 | 144
CEN(N)(Z)>CRE(N)(Z)_110L2 | CEN_N_Z_110 | CRE_N_Z_110 | 1 | 0.001 | 0.004 | 0.03 | 180 | 144
CF(I)(Z)>CAD(Y)(Z)_110L1 | CF_I_Z_110 | CAD_Y_Z_110 | 1 | 0.001 | 0.007 | 0.061 | 175 | 140
CF(I)(Z)>CKL(Y)(Z)_110L1 | CF_I_Z_110 | CKL_Y_Z_110 | 1 | 0.002 | 0.009 | 0.077 | 175 | 140
CF(I)(Z)>CL(I)(Z)_110L1 | CF_I_Z_110 | CL_I_Z_110 | 1 | 0.006 | 0.018 | 0.002 | 170 | 136
CF(I)(Z)>CLO(I)(Z)_110L1 | CF_I_Z_110 | CLO_I_Z_110 | 1 | 0.039 | 0.088 | 0.009 | 222.5 | 178
CF(I)(Z)>CLO(I)(Z)_110L2 | CF_I_Z_110 | CLO_I_Z_110 | 1 | 0.016 | 0.088 | 0.016 | 222.5 | 178
CF(I)(Z)>COR(I)(Z)_110L1 | CF_I_Z_110 | COR_I_Z_110 | 1 | 0.039 | 0.199 | 0.022 | 222.5 | 178
CF(I)(Z)>SRA(I)(Z)_110L1 | CF_I_Z_110 | SRA_I_Z_110 | 1 | 0.065 | 0.179 | 0.021 | 245 | 196
CF(I)(Z)>SRA(I)(Z)_110L2 | CF_I_Z_110 | SRA_I_Z_110 | 1 | 0.031 | 0.16 | 0.017 | 222.5 | 178
CFD(I)(Z)>MUL(I)(Z)_110L1 | CFD_I_Z_110 | MUL_I_Z_110 | 1 | 0.012 | 0.062 | 0.007 | 222.5 | 178
CFD(I)(Z)>KIN(I)(Z)_110L1 | CFD_I_Z_110 | KIN_I_Z_110 | 1 | 0.004 | 0.022 | 0.002 | 222.5 | 178
CGL(I)(Z)>GAE(I)(Z)_110L1 | CGL_I_Z_110 | GAE_I_Z_110 | 1 | 0.001 | 0.001 | 0.011 | 162.5 | 130
CHA(I)(Z)>GLE(I)(Z)_110L1 | CHA_I_Z_110 | GLE_I_Z_110 | 1 | 0.042 | 0.096 | 0.009 | 123.75 | 99
CHA(I)(Z)>KLN(I)(Z)_110L1 | CHA_I_Z_110 | KLN_I_Z_110 | 1 | 0.039 | 0.123 | 0.013 | 170 | 136
CHA(I)(Z)>MAL(I)(Z)_110L1 | CHA_I_Z_110 | MAL_I_Z_110 | 1 | 0.014 | 0.073 | 0.008 | 222.5 | 178
CHE(I)(Z)>FAS(I)(Z)_110L1 | CHE_I_Z_110 | FAS_I_Z_110 | 1 | 0.004 | 0.008 | 0.001 | 131.25 | 105
CKG(I)(Z)>CBT(I)(Z)_110L1 | CKG_I_Z_110 | CBT_I_Z_110 | 1 | 0 | 0.001 | 0.008 | 233.75 | 187
CKG(I)(Z)>CBT(I)(Z)_110L2 | CKG_I_Z_110 | CBT_I_Z_110 | 1 | 0 | 0.001 | 0.008 | 233.75 | 187
CKG(I)(Z)>KUD(I)(Z)_110L1 | CKG_I_Z_110 | KUD_I_Z_110 | 1 | 0 | 0.001 | 0.008 | 233.75 | 187
CKM(I)(Z)>CHE(I)(Z)_110L1 | CKM_I_Z_110 | CHE_I_Z_110 | 1 | 0.004 | 0.008 | 0.03 | 131.25 | 105
CKM(I)(Z)>COO(I)(Z)_110L1 | CKM_I_Z_110 | COO_I_Z_110 | 1 | 0.013 | 0.042 | 0.06 | 162.5 | 130
CKM(I)(Z)>DSN(I)(Z)_220L1 | CKM_I_Z_220 | DSN_I_Z_220 | 1 | 0.005 | 0.036 | 0.109 | 542.5 | 434
CKM(I)(Z)>FAS(I)(Z)_110L1 | CKM_I_Z_110 | FAS_I_Z_110 | 1 | 0.005 | 0.01 | 0.001 | 131.25 | 105
CKM(I)(Z)>FAS(I)(Z)_110L2 | CKM_I_Z_110 | FAS_I_Z_110 | 1 | 0.012 | 0.026 | 0.002 | 131.25 | 105
CKM(I)(Z)>ISH(I)(Z)_220L1 | CKM_I_Z_220 | ISH_I_Z_220 | 1 | 0 | 0.005 | 0.326 | 741.25 | 593
CKM(I)(Z)>POT(I)(Z)_110L1 | CKM_I_Z_110 | POT_I_Z_110 | 1 | 0.001 | 0.003 | 0.057 | 148.75 | 119
CKN(I)(Z)>CGL(I)(Z)_110L1 | CKN_I_Z_110 | CGL_I_Z_110 | 1 | 0.004 | 0.02 | 0.003 | 222.5 | 178
CKN(I)(Z)>GRO(I)(Z)_110L1 | CKN_I_Z_110 | GRO_I_Z_110 | 1 | 0.009 | 0.008 | 0.137 | 150 | 120
CKN(I)(Z)>KER(I)(Z)_110L1 | CKN_I_Z_110 | KER_I_Z_110 | 1 | 0.013 | 0.066 | 0.007 | 222.5 | 178
CLA(I)(Z)>CKN(I)(Z)_110L1 | CLA_I_Z_110 | CKN_I_Z_110 | 1 | 0.019 | 0.096 | 0.015 | 222.5 | 178
CLA(I)(Z)>DMY(I)(Z)_110L1 | CLA_I_Z_110 | DMY_I_Z_110 | 1 | 0.024 | 0.126 | 0.015 | 222.5 | 178
CLA(I)(Z)>KRA(I)(Z)_220L1 | CLA_I_Z_220 | KRA_I_Z_220 | 1 | 0.005 | 0.037 | 0.057 | 807.5 | 646
CLA(I)(Z)>MAC(I)(Z)_110L1 | CLA_I_Z_110 | MAC_I_Z_110 | 1 | 0.004 | 0.018 | 0.002 | 201.25 | 161
CLA(I)(Z)>MAC(I)(Z)_110L2 | CLA_I_Z_110 | MAC_I_Z_110 | 1 | 0.002 | 0.01 | 0.099 | 201.25 | 161
CLE(I)(Z)>CDU(I)(Z)_220L1 | CLE_I_Z_220 | CDU_I_Z_220 | 1 | 0.001 | 0.004 | 0.007 | 542.5 | 434
CLE(I)(Z)>WOO(I)(Z)_220L1 | CLE_I_Z_220 | WOO_I_Z_220 | 1 | 0.002 | 0.012 | 0.018 | 542.5 | 434
CLG(I)(Z)>CDU(I)(Z)_110L1 | CLG_I_Z_110 | CDU_I_Z_110 | 1 | 0.001 | 0.003 | 0.028 | 233.75 | 187
CLG(I)(Z)>FIN(I)(Z)_110L1 | CLG_I_Z_110 | FIN_I_Z_110 | 1 | 0.004 | 0.011 | 0.007 | 155 | 124
CLH(I)(Z)>TRI(I)(Z)_110L1 | CLH_I_Z_110 | TRI_I_Z_110 | 1 | 0.014 | 0.031 | 0.003 | 123.75 | 99
CLH(I)(Z)>TRL(I)(Z)_110L1 | CLH_I_Z_110 | TRL_I_Z_110 | 1 | 0.02 | 0.045 | 0.013 | 131.25 | 105
CLN(I)(Z)>LA(I)(Z)_110L1 | CLN_I_Z_110 | LA_I_Z_110 | 1 | 0.095 | 0.222 | 0.021 | 78.75 | 63
CLO(I)(Z)>CF(I)(Z)_110L1 | CLO_I_Z_110 | CF_I_Z_110 | 1 | 0.011 | 0.059 | 0.006 | 222.5 | 178
CLO(I)(Z)>GOL(I)(T)_110L1 | CLO_I_Z_110 | GOL_I_T_110 | 1 | 0 | 0.001 | 0.001 | 233.75 | 187
CLO(I)(Z)>MRY(I)(Z)_110L1 | CLO_I_Z_110 | MRY_I_Z_110 | 1 | 0.002 | 0.009 | 0.09 | 170 | 136
CLU(I)(Z)>CBT(I)(Z)_110L1 | CLU_I_Z_110 | CBT_I_Z_110 | 1 | 1e-05 | 1e-05 | 0.001 | 233.75 | 187
CLU(I)(Z)>KUD(I)(Z)_110L1 | CLU_I_Z_110 | KUD_I_Z_110 | 1 | 1e-05 | 0.001 | 0.01 | 233.75 | 187
CLW(I)(Z)>KLS(I)(Z)_110L1 | CLW_I_Z_110 | KLS_I_Z_110 | 1 | 0.008 | 0.019 | 0.002 | 123.75 | 99
CLW(I)(Z)>KLS(I)(Z)_110L2 | CLW_I_Z_110 | KLS_I_Z_110 | 1 | 0.008 | 0.019 | 0.002 | 123.75 | 99
CLW(I)(Z)>STR(I)(T)_110L1 | CLW_I_Z_110 | STR_I_T_110 | 1 | 0.027 | 0.061 | 0.006 | 131.25 | 105
CNB(I)(Z)>GGT(I)(T)_110L1 | CNB_I_Z_110 | GGT_I_Z_110 | 1 | 0.009 | 0.045 | 0.005 | 222.5 | 178
CNB(I)(Z)>PLS(I)(T)_110L1 | CNB_I_Z_110 | PLS_I_Z_110 | 1 | 0.005 | 0.026 | 0.008 | 222.5 | 178
CNB(I)(Z)>MP(I)(T)_380L1 | CNB_I_Z_110 | MP_I_Z_380 | 1 | 0.003 | 0.011 | 0.858 | 1971.25 | 1577
CNB(I)(Z)>DSN(I)(T)_380L1 | CNB_I_Z_110 | DSN_I_Z_380 | 1 | 0.001 | 0.003 | 0.226 | 1971.25 | 1577
COL(I)(Z)>CDU(I)(Z)_110L1 | COL_I_Z_110 | CDU_I_Z_110 | 1 | 0.001 | 0.004 | 0.02 | 178.75 | 143
COL(I)(Z)>FIN(I)(Z)_110L1 | COL_I_Z_110 | FIN_I_Z_110 | 1 | 0.003 | 0.013 | 0.037 | 130 | 104
COL(N)(Z)>CPS(N)(Z)_110L1 | COL_N_Z_110 | CPS_N_Z_110 | 1 | 0.061 | 0.161 | 0.015 | 102.5 | 82
COL(N)(Z)>LIM(N)(Z)_110L1 | COL_N_Z_110 | LIM_N_Z_110 | 1 | 0.024 | 0.064 | 0.006 | 102.5 | 82
COL(N)(Z)>LOG(N)(Z)_110L1 | COL_N_Z_110 | LOG_N_Z_110 | 1 | 0.011 | 0.027 | 0.003 | 102.5 | 82
COL(N)(Z)>LOG(N)(Z)_110L2 | COL_N_Z_110 | LOG_N_Z_110 | 1 | 0.011 | 0.027 | 0.003 | 102.5 | 82
COL(N)(Z)>RSK(N)(Z)_110L1 | COL_N_Z_110 | RSK_N_Z_110 | 1 | 0.024 | 0.069 | 0.007 | 232.5 | 186
COO(I)(Z)>FTT(I)(Z)_110L1 | COO_I_Z_110 | FTT_I_Z_110 | 1 | 0.004 | 0.011 | 0.019 | 155 | 124
COO(I)(Z)>INC(I)(Z)_110L1 | COO_I_Z_110 | INC_I_Z_110 | 1 | 0.006 | 0.016 | 0.029 | 170 | 136
COR(I)(Z)>ENN(N)(Z)_110L1 | COR_I_Z_110 | ENN_N_Z_110 | 1 | 0.041 | 0.095 | 0.009 | 123.75 | 99
COR(I)(Z)>GWE(I)(Z)_110L1 | COR_I_Z_110 | GWE_I_Z_110 | 1 | 0.007 | 0.036 | 0.004 | 222.5 | 178
COS(I)(Z)>ARI(I)(T)_110L1 | COS_I_Z_110 | ARI_I_T_110 | 1 | 0.013 | 0.065 | 0.007 | 222.5 | 178
COS(I)(Z)>FLA(I)(Z)_110L1 | COS_I_Z_110 | FLA_I_Z_110 | 1 | 0.005 | 0.012 | 0.001 | 123.75 | 99
COS(I)(Z)>FLA(I)(Z)_110L2 | COS_I_Z_110 | FLA_I_Z_110 | 1 | 0.005 | 0.011 | 0.001 | 123.75 | 99
COW(I)(Z)>OLD(I)(Z)_110L1 | COW_I_Z_110 | OLD_I_Z_110 | 1 | 0.004 | 0.008 | 0.001 | 131.25 | 105
COW(I)(Z)>OLD(I)(Z)_110L2 | COW_I_Z_110 | OLD_I_Z_110 | 1 | 0.003 | 0.008 | 0.001 | 131.25 | 105
COW(I)(Z)>RAF(I)(Z)_110L1 | COW_I_Z_110 | RAF_I_Z_110 | 1 | 0.01 | 0.024 | 0.003 | 123.75 | 99
COW(I)(Z)>WHI(I)(Z)_110L1 | COW_I_Z_110 | WHI_I_Z_110 | 1 | 0.027 | 0.062 | 0.006 | 123.75 | 99
CPK(I)(Z)>CKM(I)(Z)_110L1 | CPK_I_Z_110 | CKM_I_Z_110 | 1 | 0.002 | 0.004 | 0.025 | 125 | 100
CPK(I)(Z)>TNY(I)(Z)_110L1 | CPK_I_Z_110 | TNY_I_Z_110 | 1 | 0.003 | 0.006 | 0.072 | 125 | 100
CPS(N)(Z)>CRD(N)(Z)_110L1 | CPS_N_Z_110 | CRD_I_Z_110 | 1 | 0.001 | 0.003 | 0.087 | 250 | 200
CPS(N)(Z)>KMT(N)(Z)_110L1 | CPS_N_Z_110 | KMT_N_Z_110 | 1 | 0.011 | 0.048 | 0.005 | 178.75 | 143
CPS(N)(Z)>LIM(N)(Z)_110L1 | CPS_N_Z_110 | LIM_N_Z_110 | 1 | 0.039 | 0.101 | 0.01 | 102.5 | 82
CPS(N)(Z)>LMR(N)(Z)_110L1 | CPS_N_Z_110 | LMR_N_Z_110 | 1 | 0.012 | 0.03 | 0.003 | 102.5 | 82
CPS(N)(Z)>LMR(N)(Z)_110L2 | CPS_N_Z_110 | LMR_N_Z_110 | 1 | 0.012 | 0.03 | 0.003 | 102.5 | 82
CPS(N)(Z)>MAG(N)(Z)_275L1 | CPS_N_Z_275 | MAG_N_Z_275 | 1 | 0.006 | 0.025 | 0.151 | 515 | 412
CPS(N)(Z)>MAG(N)(Z)_275L2 | CPS_N_Z_275 | MAG_N_Z_275 | 1 | 0.006 | 0.025 | 0.151 | 515 | 412
CPS(N)(Z)>SPR(N)(Z)_110L1 | CPS_N_Z_110 | SPR_N_Z_110 | 1 | 0.011 | 0.029 | 0.012 | 102.5 | 82
CPS(N)(Z)>SPR(N)(Z)_110L2 | CPS_N_Z_110 | SPR_N_Z_110 | 1 | 0.011 | 0.029 | 0.013 | 102.5 | 82
CPS(N)(Z)>STR(N)(Z)_110L1 | CPS_N_Z_110 | STR_N_Z_110 | 1 | 0.018 | 0.053 | 0.017 | 136.25 | 109
CRA(I)(Z)>LWD(I)(Z)_110L1 | CRA_I_Z_110 | LWD_I_Z_110 | 1 | 0.004 | 0.022 | 0.004 | 222.5 | 178
CRA(I)(Z)>WEX(I)(Z)_110L1 | CRA_I_Z_110 | WEX_I_Z_110 | 1 | 0.024 | 0.076 | 0.008 | 123.75 | 99
CRG(N)(Z)>KEL(N)(Z)_110L1 | CRG_N_Z_110 | KEL_N_Z_110 | 1 | 0.029 | 0.077 | 0.013 | 102.5 | 82
CRG(N)(Z)>TMN(N)(Z)_110L1 | CRG_N_Z_110 | TMN_N_Z_110 | 1 | 0.045 | 0.119 | 0.022 | 136.25 | 109
CRM(I)(Z)>KLM(I)(Z)_110L1 | CRM_I_Z_110 | KLM_I_Z_110 | 1 | 0.001 | 0.002 | 0.014 | 175 | 140
CRM(I)(Z)>KLM(I)(Z)_110L2 | CRM_I_Z_110 | KLM_I_Z_110 | 1 | 0.001 | 0.002 | 0.014 | 175 | 140
CRO(I)(Z)>IA(I)(Z)_110L1 | CRO_I_Z_110 | IA_I_Z_110 | 1 | 0.004 | 0.01 | 0.001 | 245 | 196
CRO(I)(Z)>KBY(I)(Z)_110L1 | CRO_I_Z_110 | KBY_I_Z_110 | 1 | 0.02 | 0.049 | 0.016 | 222.5 | 178
CSH(I)(Z)>CLN(I)(Z)_110L1 | CSH_I_Z_110 | CLN_I_Z_110 | 1 | 0.014 | 0.074 | 0.008 | 222.5 | 178
CSH(I)(Z)>DLT(I)(Z)_110L1 | CSH_I_Z_110 | DLT_I_Z_110 | 1 | 0.075 | 0.205 | 0.02 | 123.75 | 99
CSH(I)(Z)>ENN(I)(Z)_110L1 | CSH_I_Z_110 | ENN_I_Z_110 | 1 | 0.034 | 0.174 | 0.019 | 222.5 | 178
CSH(I)(Z)>FLA(I)(Z)_220L1 | CSH_I_Z_220 | FLA_I_Z_220 | 1 | 0.01 | 0.076 | 0.115 | 437.5 | 350
CSH(I)(Z)>GAL(I)(Z)_110L1 | CSH_I_Z_110 | GAL_I_Z_110 | 1 | 0.022 | 0.048 | 0.004 | 123.75 | 99
CSH(I)(Z)>GAL(I)(Z)_110L2 | CSH_I_Z_110 | GAL_I_Z_110 | 1 | 0.018 | 0.039 | 0.004 | 123.75 | 99
CSH(I)(Z)>GAL(I)(Z)_110L3 | CSH_I_Z_110 | GAL_I_Z_110 | 1 | 0.018 | 0.039 | 0.004 | 123.75 | 99
CSH(I)(Z)>PRO(I)(Z)_220L1 | CSH_I_Z_220 | PRO_I_Z_220 | 1 | 0.01 | 0.077 | 0.116 | 490 | 392
CSH(I)(Z)>SAL(I)(Z)_110L1 | CSH_I_Z_110 | SAL_I_Z_110 | 1 | 0.024 | 0.074 | 0.068 | 121.25 | 97
CSH(I)(Z)>SOM(I)(T)_110L1 | CSH_I_Z_110 | SOM_I_T_110 | 1 | 0.078 | 0.172 | 0.016 | 123.75 | 99
CSH(I)(Z)>TYN(I)(Z)_220L1 | CSH_I_Z_220 | TYN_I_Z_220 | 1 | 0.005 | 0.034 | 0.058 | 951.25 | 761
CTN(I)(Z)>TIP(I)(Z)_110L1 | CTN_I_Z_110 | TIP_I_Z_110 | 1 | 0.008 | 0.043 | 0.005 | 222.5 | 178
CTY(I)(Z)>FTT(I)(Z)_110L1 | CTY_I_Z_110 | FTT_I_Z_110 | 1 | 0.001 | 0.001 | 0.018 | 155 | 124
CTY(I)(Z)>INC(I)(Z)_110L1 | CTY_I_Z_110 | INC_I_Z_110 | 1 | 0.011 | 0.03 | 0.003 | 128.75 | 103
CUL(I)(Z)>DGN(I)(Z)_110L1 | CUL_I_Z_110 | DGN_I_Z_110 | 1 | 0.022 | 0.109 | 0.02 | 222.5 | 178
CUL(I)(Z)>GI(I)(Z)_220L1 | CUL_I_Z_220 | GI_I_Z_220 | 1 | 0.003 | 0.02 | 0.044 | 932.5 | 746
CUL(I)(Z)>KRA(I)(Z)_220L1 | CUL_I_Z_220 | KRA_I_Z_220 | 1 | 0.012 | 0.074 | 0.117 | 807.5 | 646
CUL(I)(Z)>WAT(I)(Z)_110L1 | CUL_I_Z_110 | WAT_I_Z_110 | 1 | 0.007 | 0.03 | 0.055 | 222.5 | 178
CUL(I)(Z)>RTO(I)(Z)_110L1 | CUL_I_Z_110 | RTO_I_Z_110 | 1 | 0.012 | 0.062 | 0.007 | 222.5 | 178
CUN(I)(Z)>GLR(I)(Z)_110L1 | CUN_I_Z_110 | GLR_I_Z_110 | 1 | 0.039 | 0.09 | 0.009 | 222.5 | 178
CUN(I)(Z)>SLI(I)(Z)_110L1 | CUN_I_Z_110 | SLI_I_Z_110 | 1 | 0.03 | 0.073 | 0.007 | 222.5 | 178
CUR(I)(Z)>BKM(I)(Z)_110L1 | CUR_I_Z_110 | BKM_I_Z_110 | 1 | 0.004 | 0.019 | 0.192 | 237.5 | 190
CUR(I)(Z)>NEN(I)(Z)_110L1 | CUR_I_Z_110 | NEN_I_Z_110 | 1 | 0.029 | 0.065 | 0.006 | 131.25 | 105
CUS(I)(Z)>MLC(I)(Z)_110L1 | CUS_I_Z_110 | MLC_I_Z_110 | 1 | 0.015 | 0.048 | 0.005 | 170 | 136
CUS(I)(Z)>NEW(I)(Z)_110L1 | CUS_I_Z_110 | NEW_I_Z_110 | 1 | 0.026 | 0.082 | 0.008 | 167.5 | 134
CUS(I)(Z)>PLS(I)(Z)_110L1 | CUS_I_Z_110 | PLS_I_Z_110 | 1 | 0.044 | 0.14 | 0.014 | 170 | 136
CUS(I)(Z)>PPT(I)(Z)_110L1 | CUS_I_Z_110 | PPT_I_Z_110 | 1 | 0.001 | 0.005 | 0.011 | 170 | 136
CVW(I)(Z)>COW(I)(Z)_110L1 | CVW_I_Z_110 | COW_I_Z_110 | 1 | 0.025 | 0.054 | 0.018 | 123.75 | 99
CVW(I)(Z)>DKL(I)(Z)_110L1 | CVW_I_Z_110 | DKL_I_Z_110 | 1 | 0.001 | 0.001 | 0 | 131.25 | 105
CVW(I)(Z)>KRA(I)(Z)_110L1 | CVW_I_Z_110 | KRA_I_Z_110 | 1 | 0.012 | 0.026 | 0.004 | 123.75 | 99
DAL(I)(Z)>DAL(I)(T)_110L1 | DAL_I_Z_110 | DAL_I_T_110 | 1 | 0.019 | 0.042 | 0.004 | 131.25 | 105
DDK(I)(Z)>LOU(I)(Z)_110L1 | DDK_I_Z_110 | LOU_I_Z_110 | 1 | 0.026 | 0.058 | 0.005 | 123.75 | 99
DDK(I)(Z)>MLN(I)(Z)_110L1 | DDK_I_Z_110 | MLN_I_Z_110 | 1 | 0.012 | 0.026 | 0.002 | 123.75 | 99
DER(I)(Z)>KIN(I)(Z)_110L1 | DER_I_Z_110 | KIN_I_Z_110 | 1 | 0.012 | 0.05 | 0.005 | 123.75 | 99
DER(I)(Z)>TEN(I)(Z)_110L1 | DER_I_Z_110 | TEN_I_Z_110 | 1 | 0.014 | 0.073 | 0.009 | 92.5 | 74
TEN(I)(Z)>MAY(I)(Z)_110L1 | TEN_I_Z_110 | MAY_I_Z_110 | 1 | 0.014 | 0.073 | 0.009 | 92.5 | 74
DER(I)(Z)>TSB(I)(Z)_110L1 | DER_I_Z_110 | TSB_I_Z_110 | 1 | 0.031 | 0.068 | 0.006 | 123.75 | 99
DEY(I)(Z)>DAL(I)(T)_110L1 | DEY_I_Z_110 | DAL_I_T_110 | 1 | 0.004 | 0.021 | 0.002 | 222.5 | 178
DEY(I)(Z)>PLS(I)(Z)_110L1 | DEY_I_Z_110 | PLS_I_Z_110 | 1 | 0.031 | 0.157 | 0.017 | 222.5 | 178
DFR(I)(T)>DFR(I)(Z)_110L1 | DFR_I_T_110 | DFR_I_Z_110 | 1 | 1e-05 | 1e-05 | 1e-05 | 123.75 | 99
DFR(I)(Z)>MGT(I)(Z)_110L1 | DFR_I_Z_110 | MGT_I_Z_110 | 1 | 0.004 | 0.019 | 0.011 | 130 | 104
DGN(I)(Z)>WHE(I)(Z)_110L1 | DGN_I_Z_110 | WHE_I_Z_110 | 1 | 0.006 | 0.028 | 0.003 | 222.5 | 178
DGN(I)(Z)>RTO(I)(Z)_110L1 | DGN_I_Z_110 | RTO_I_Z_110 | 1 | 0.01 | 0.05 | 0.006 | 222.5 | 178
DMY(I)(Z)>CDN(I)(Z)_110L1 | DMY_I_Z_110 | CDN_I_Z_110 | 1 | 0.016 | 0.04 | 0.004 | 263.75 | 211
DMY(I)(Z)>MAC(I)(Z)_110L1 | DMY_I_Z_110 | MAC_I_Z_110 | 1 | 0.039 | 0.09 | 0.009 | 245 | 196
DON(N)(Z)>FIN(N)(Z)_110L1 | DON_N_Z_110 | FIN_N_Z_110 | 1 | 0.004 | 0.011 | 0.008 | 86.25 | 69
DON(N)(Z)>FIN(N)(Z)_110L2 | DON_N_Z_110 | FIN_N_Z_110 | 1 | 0.004 | 0.011 | 0.007 | 86.25 | 69
DON(N)(Z)>HAN(N)(Z)_110L1 | DON_N_Z_110 | HAN_N_Z_110 | 1 | 0.002 | 0.005 | 0.14 | 180 | 144
DON(N)(Z)>HAN(N)(Z)_110L2 | DON_N_Z_110 | HAN_N_Z_110 | 1 | 0.002 | 0.005 | 0.14 | 180 | 144
DRM(I)(Z)>CLO(I)(Z)_110L1 | DRM_I_Z_110 | CLO_I_Z_110 | 1 | 0.039 | 0.091 | 0.015 | 128.75 | 103
DRM(I)(Z)>LET(I)(Z)_110L1 | DRM_I_Z_110 | LET_I_Z_110 | 1 | 0.013 | 0.028 | 0.003 | 123.75 | 99
DRM(I)(Z)>MEE(I)(Z)_110L1 | DRM_I_Z_110 | MEE_I_Z_110 | 1 | 0.008 | 0.017 | 0.002 | 123.75 | 99
DRO(N)(Z)>ENN(N)(Z)_110L1 | DRO_N_Z_110 | ENN_N_Z_110 | 1 | 0.032 | 0.082 | 0.008 | 102.5 | 82
DRO(N)(Z)>ENN(N)(Z)_110L2 | DRO_N_Z_110 | ENN_N_Z_110 | 1 | 0.032 | 0.082 | 0.008 | 102.5 | 82
DRO(N)(Z)>OMA(N)(Z)_110L1 | DRO_N_Z_110 | OMA_N_Z_110 | 1 | 0.018 | 0.047 | 0.005 | 102.5 | 82
DRO(N)(Z)>OMA(N)(Z)_110L2 | DRO_N_Z_110 | OMA_N_Z_110 | 1 | 0.018 | 0.047 | 0.005 | 102.5 | 82
DRQ(N)(Z)>DRO(N)(Z)_110L1 | DRO_N_Z_110 | DRQ_N_Z_110 | 1 | 0.018 | 0.047 | 0.005 | 102.5 | 82
DRU(I)(Z)>ENN(I)(Z)_110L1 | DRU_I_Z_110 | ENN_I_Z_110 | 1 | 0.027 | 0.06 | 0.006 | 123.75 | 99
DRU(N)(Z)>TAN(N)(Z)_110L1 | DRU_N_Z_110 | TAN_N_Z_110 | 1 | 0.004 | 0.014 | 0.002 | 98.75 | 79
DRU(N)(Z)>TAN(N)(Z)_110L2 | DRU_N_Z_110 | TAN_N_Z_110 | 1 | 0.004 | 0.014 | 0.002 | 98.75 | 79
DRU(N)(Z)>TAN(N)(Z)_110L3 | DRU_N_Z_110 | TAN_N_Z_110 | 1 | 0.005 | 0.014 | 0.001 | 135 | 108
DRU(N)(Z)>TMN(N)(Z)_110L1 | DRU_N_Z_110 | TMN_N_Z_110 | 1 | 0.029 | 0.075 | 0.008 | 136.25 | 109
DRU(N)(Z)>TMN(N)(Z)_110L2 | DRU_N_Z_110 | TMN_N_Z_110 | 1 | 0.028 | 0.073 | 0.012 | 136.25 | 109
DRY(I)(Z)>GOR(I)(Z)_110L1 | DRY_I_Z_110 | GOR_I_Z_110 | 1 | 0.029 | 0.067 | 0.006 | 123.75 | 99
DRY(I)(Z)>LOU(I)(Z)_110L1 | DRY_I_Z_110 | LOU_I_Z_110 | 1 | 0.02 | 0.104 | 0.011 | 123.75 | 99
DRY(I)(Z)>PLA(I)(Z)_110L1 | DRY_I_Z_110 | PLA_I_Z_110 | 1 | 0.008 | 0.018 | 0.002 | 123.75 | 99
DRY(I)(Z)>OBE(I)(Z)_110L1 | DRY_I_Z_110 | OBE_I_Z_110 | 1 | 0.002 | 0.009 | 0.004 | 222.5 | 178
DSN(I)(Z)>KLS(I)(Z)_220L1 | DSN_I_Z_220 | KLS_I_Z_220 | 1 | 0.007 | 0.051 | 0.078 | 491.25 | 393
DSN(I)(Z)>MAY(I)(Z)_220L1 | DSN_I_Z_220 | MAY_I_Z_220 | 1 | 0.004 | 0.032 | 0.048 | 437.5 | 350
DSN(I)(Z)>MAY(I)(Z)_220L2 | DSN_I_Z_220 | MAY_I_Z_220 | 1 | 0.004 | 0.026 | 0.04 | 437.5 | 350
DSN(I)(Z)>MAY(I)(Z)_220L3 | DSN_I_Z_220 | MAY_I_Z_220 | 1 | 0.004 | 0.027 | 0.040 | 542.5 | 434
DSN(I)(Z)>MP(I)(Z)_380L1 | DSN_I_Z_380 | MP_I_Z_380 | 1 | 0.004 | 0.044 | 1.14 | 1603.75 | 1283
DSN(I)(Z)>TH(I)(Z)_220L1 | DSN_I_Z_220 | TH_I_Z_220 | 1 | 0.003 | 0.022 | 0.144 | 438.75 | 351
DTN(I)(Z)>BLC(I)(Z)_110L1 | DTN_I_Z_110 | BLC_I_Z_110 | 1 | 0.004 | 0.009 | 0.049 | 175 | 140
DTN(I)(Z)>FIN(I)(Z)_110L1 | DTN_I_Z_110 | FIN_I_Z_110 | 1 | 0.002 | 0.014 | 0.111 | 175 | 140
DTN(I)(Z)>KLM(I)(Z)_110L1 | DTN_I_Z_110 | KLM_I_Z_110 | 1 | 0.002 | 0.005 | 0.032 | 175 | 140
DUN(N)(Z)>OMA(N)(Z)_110L1 | DUN_N_Z_110 | OMA_N_Z_110 | 1 | 0.042 | 0.124 | 0.012 | 232.5 | 186
DUN(N)(Z)>TMN(N)(Z)_110L1 | DUN_N_Z_110 | TMN_N_Z_110 | 1 | 0.004 | 0.017 | 0.005 | 196.25 | 157
DUN(N)(Z)>TMN(N)(Z)_110L2 | DUN_N_Z_110 | TMN_N_Z_110 | 1 | 0.009 | 0.023 | 0.002 | 180 | 144
DUN(N)(Z)>TMN(N)(Z)_110L3 | DUN_N_Z_110 | TMN_N_Z_110 | 1 | 0.004 | 0.02 | 0.019 | 232.5 | 186
ENN(I)(Z)>SLC(I)(Z)_110L1 | ENN_I_Z_110 | SLC_I_Z_110 | 1 | 0.003 | 0.048 | 0.271 | 243.75 | 195
FAS(I)(Z)>FAS(I)(Z)_110L1 | FAS_I_Z_110 | FAS_I_Z_110 | 0 | 0.008 | 0.017 | 0.002 | 131.25 | 105
FIN(I)(Z)>GLA(I)(Z)_110L1 | FIN_I_Z_110 | GLA_I_Z_110 | 1 | 0.022 | 0.048 | 0.005 | 131.25 | 105
FIN(I)(Z)>GRA(I)(Z)_110L1 | FIN_I_Z_110 | GRA_I_Z_110 | 1 | 0.005 | 0.012 | 0.236 | 148.75 | 119
FIN(I)(Z)>HN(I)(Z)_220L1 | FIN_I_Z_220 | HN_I_Z_220 | 1 | 0 | 0.001 | 0.038 | 741.25 | 593
FIN(I)(Z)>MCD(I)(Z)_110L1 | FIN_I_Z_110 | MCD_I_Z_110 | 1 | 0.003 | 0.007 | 0.141 | 148.75 | 119
FIN(I)(Z)>NW(I)(Z)_220L1 | FIN_I_Z_220 | NW_I_Z_220 | 1 | 0.001 | 0.004 | 0.67 | 415 | 332
FIN(I)(Z)>POP(I)(Z)_110L1 | FIN_I_Z_110 | POP_I_Z_110 | 1 | 0.002 | 0.005 | 0.026 | 150 | 120
FIN(I)(Z)>PTN(I)(Z)_110L1 | FIN_I_Z_110 | PTN_I_Z_110 | 1 | 0.003 | 0.01 | 0.006 | 100 | 80
FIN(I)(Z)>SHL(I)(Z)_220L1 | FIN_I_Z_220 | SHL_I_Z_220 | 1 | 0 | 0.005 | 0.367 | 670 | 536
FIN(I)(Z)>SVN(I)(Z)_110L1 | FIN_I_Z_110 | SVN_I_Z_110 | 1 | 0.039 | 0.104 | 0.056 | 131.25 | 105
FIN(N)(Z)>HAN(N)(Z)_110L1 | FIN_N_Z_110 | HAN_N_Z_110 | 1 | 0.001 | 0.003 | 0.022 | 180 | 144
FIN(N)(Z)>HAN(N)(Z)_110L2 | FIN_N_Z_110 | HAN_N_Z_110 | 1 | 0.001 | 0.003 | 0.022 | 180 | 144
FLA(I)(Z)>GIL(I)(Z)_110L1 | FLA_I_Z_110 | GIL_I_Z_110 | 1 | 0.017 | 0.037 | 0.003 | 131.25 | 105
FLA(I)(Z)>LOU(I)(Z)_220L1 | FLA_I_Z_220 | LOU_I_Z_220 | 1 | 0.013 | 0.098 | 0.145 | 480 | 384
FLA(I)(Z)>SLB(I)(Z)_110L1 | FLA_I_Z_110 | SLB_I_Z_110 | 1 | 0.034 | 0.075 | 0.007 | 123.75 | 99
FLA(I)(Z)>SLI(I)(Z)_110L1 | FLA_I_Z_110 | SLI_I_Z_110 | 1 | 0.079 | 0.174 | 0.016 | 123.75 | 99
FLA(I)(Z)>SRA(I)(Z)_220L1 | FLA_I_Z_220 | SRA_I_Z_220 | 1 | 0.006 | 0.047 | 0.077 | 542.5 | 434
FLA(I)(Z)>TON(I)(Z)_110L1 | FLA_I_Z_110 | TON_I_Z_110 | 1 | 0.05 | 0.111 | 0.01 | 122.5 | 98
FRS(I)(Z)>HAR(I)(Z)_110L1 | FRS_I_Z_110 | HAR_I_Z_110 | 1 | 0.002 | 0.004 | 0.03 | 133.75 | 107
FRS(I)(Z)>HEU(I)(Z)_110L1 | FRS_I_Z_110 | HEU_I_Z_110 | 1 | 0.002 | 0.004 | 0.024 | 175 | 140
FRS(I)(Z)>INC(I)(Z)_110L1 | FRS_I_Z_110 | INC_I_Z_110 | 1 | 0.004 | 0.01 | 0.073 | 133.75 | 107
FRS(I)(Z)>TRN(I)(Z)_110L1 | FRS_I_Z_110 | TRN_I_Z_110 | 1 | 0.002 | 0.004 | 0.028 | 175 | 140
GAL(I)(Z)>SAL(I)(Z)_110L1 | GAL_I_Z_110 | SAL_I_Z_110 | 1 | 0.003 | 0.003 | 0.067 | 123.75 | 99
GAL(I)(Z)>SEE(I)(Z)_110L1 | GAL_I_Z_110 | SEE_I_Z_110 | 1 | 0.005 | 0.031 | 0.138 | 123.75 | 99
CDU(I)(Z)>GAN(I)(Z)_110L1 | GAN_I_Z_110 | CDU_I_Z_110 | 1 | 0.007 | 0.036 | 0.004 | 222.5 | 178
GCA(I)(Z)>GRI(I)(T)_110L1 | GCA_I_Z_110 | GRI_I_T_110 | 1 | 0.009 | 0.029 | 0.006 | 128.75 | 103
GCA(I)(Z)>INC(I)(Z)_110L1 | GCA_I_Z_110 | INC_I_Z_110 | 1 | 0.008 | 0.025 | 0.009 | 128.75 | 103
GCA(I)(Z)>INC(I)(Z)_110L2 | GCA_I_Z_110 | INC_I_Z_110 | 1 | 0.008 | 0.025 | 0.009 | 128.75 | 103
GCA(I)(Z)>NAN(I)(Z)_110L1 | GCA_I_Z_110 | NAN_I_Z_110 | 1 | 0.001 | 0.002 | 0.011 | 150 | 120
GCA(I)(Z)>NAN(I)(Z)_110L2 | GCA_I_Z_110 | NAN_I_Z_110 | 1 | 0.001 | 0.002 | 0.011 | 150 | 120
GGO(I)(Z)>RAF(I)(Z)_220L1 | GGO_I_Z_220 | RAF_I_Z_220 | 1 | 0 | 0.005 | 0.414 | 712.5 | 570
GI(I)(Z)>KKY(I)(Z)_110L1 | GI_I_Z_110 | KKY_I_Z_110 | 1 | 0.031 | 0.16 | 0.017 | 123.75 | 99
GI(I)(Z)>KLS(I)(Z)_220L1 | GI_I_Z_220 | KLS_I_Z_220 | 1 | 0.008 | 0.061 | 0.101 | 491.25 | 393
GI(I)(Z)>LWD(I)(Z)_220L1 | GI_I_Z_220 | LWD_I_Z_220 | 1 | 0.006 | 0.042 | 0.07 | 542.5 | 434
GI(I)(Z)>LWN(I)(Z)_220L1 | GI_I_Z_220 | LWN_I_Z_220 | 1 | 1e-05 | 1e-05 | 0.011 | 741.25 | 593
GI(I)(Z)>WAT(I)(Z)_110L1 | GI_I_Z_110 | WAT_I_Z_110 | 1 | 0.007 | 0.038 | 0.004 | 222.5 | 178
GI(I)(Z)>WAT(I)(Z)_110L2 | GI_I_Z_110 | WAT_I_Z_110 | 1 | 0.008 | 0.042 | 0.005 | 222.5 | 178
GI(I)(Z)>ROP(I)(Z)_110L1 | GI_I_Z_110 | ROP_I_Z_110 | 1 | 0.011 | 0.056 | 0.006 | 222.5 | 178
ROP(I)(Z)>WEX(I)(Z)_110L1 | ROP_I_Z_110 | WEX_I_Z_110 | 1 | 0.011 | 0.056 | 0.006 | 222.5 | 178
GLA(I)(Z)>SVN(I)(Z)_110L1 | GLA_I_Z_110 | SVN_I_Z_110 | 1 | 0.017 | 0.055 | 0.052 | 170 | 136
GLE(I)(Z)>KCR(I)(Z)_110L1 | GLE_I_Z_110 | KCR_I_Z_110 | 1 | 0.003 | 0.013 | 0.124 | 152.5 | 122
GLE(N)(Z)>KEL(N)(Z)_110L1 | GLE_N_Z_110 | KEL_N_Z_110 | 1 | 0.027 | 0.068 | 0.027 | 102.5 | 82
GLE(N)(Z)>KEL(N)(Z)_110L2 | GLE_N_Z_110 | KEL_N_Z_110 | 1 | 0.027 | 0.068 | 0.027 | 102.5 | 82
GOL(I)(Z)>GOL(I)(T)_110L1 | GOL_I_Z_110 | GOL_I_T_110 | 1 | 0.006 | 0.014 | 0.001 | 131.25 | 105
GOR(I)(Z)>LOU(I)(Z)_220L1 | GOR_I_Z_220 | LOU_I_Z_220 | 1 | 0.004 | 0.028 | 0.042 | 542.5 | 434
GOR(I)(Z)>MAY(I)(Z)_220L1 | GOR_I_Z_220 | MAY_I_Z_220 | 1 | 0.005 | 0.037 | 0.055 | 437.5 | 350
GOR(I)(Z)>MTH(I)(Z)_110L1 | GOR_I_Z_110 | MTH_I_Z_110 | 1 | 0.026 | 0.087 | 0.012 | 123.75 | 99
GOR(I)(Z)>NAV(I)(Z)_110L1 | GOR_I_Z_110 | NAV_I_Z_110 | 1 | 0.008 | 0.019 | 0.002 | 123.75 | 99
GOR(I)(Z)>NAV(I)(Z)_110L2 | GOR_I_Z_110 | NAV_I_Z_110 | 1 | 0.009 | 0.022 | 0.002 | 123.75 | 99
GOR(I)(Z)>NAV(I)(Z)_110L3 | GOR_I_Z_110 | NAV_I_Z_110 | 1 | 0.005 | 0.017 | 0.007 | 123.75 | 99
GOR(I)(Z)>GRH(I)(Z)_110L1 | GOR_I_Z_110 | GRH_I_Z_110 | 1 | 0.03 | 0.034 | 0.003 | 123.75 | 99
GRH(I)(Z)>PLA(I)(Z)_110L1 | GRH_I_Z_110 | PLA_I_Z_110 | 1 | 0.03 | 0.034 | 0.003 | 123.75 | 99
GOR(N)(Z)>OMA(N)(Z)_110L1 | GOR_N_Z_110 | OMA_N_Z_110 | 1 | 0.009 | 0.067 | 0.02 | 250 | 200
GOR(N)(Z)>TMN(N)(Z)_110L1 | GOR_N_Z_110 | TMN_N_Z_110 | 1 | 0.019 | 0.161 | 0.029 | 250 | 200
GRA(I)(Z)>NBY(I)(Z)_110L1 | GRA_I_Z_110 | NBY_I_Z_110 | 1 | 0.002 | 0.005 | 0.089 | 148.75 | 119
GRI(I)(T)>MAY(I)(Z)_110L1 | GRI_I_T_110 | MAY_I_Z_110 | 1 | 0.003 | 0.009 | 0.001 | 131.25 | 105
GRI(I)(Z)>GRI(I)(T)_110L1 | GRI_I_Z_110 | GRI_I_T_110 | 1 | 0.002 | 0.004 | 0 | 131.25 | 105
GRO(I)(Z)>BVK(I)(Z)_110L1 | GRO_I_Z_110 | BVK_I_Z_110 | 1 | 0.002 | 0.002 | 0.054 | 243.75 | 195
HAN(N)(Z)>BYC(N)(Z)_275L1 | HAN_N_Z_275 | BYC_N_Z_275 | 1 | 0.002 | 0.019 | 0.112 | 887.5 | 710
HAN(N)(Z)>LIS(N)(Z)_110L1 | HAN_N_Z_110 | LIS_N_Z_110 | 1 | 0.01 | 0.026 | 0.018 | 102.5 | 82
HAN(N)(Z)>LIS(N)(Z)_110L2 | HAN_N_Z_110 | LIS_N_Z_110 | 1 | 0.009 | 0.026 | 0.018 | 100 | 80
HAR(I)(Z)>RE(I)(Z)_110L1 | HAR_I_Z_110 | RE_I_Z_110 | 1 | 0.005 | 0.01 | 0.073 | 133.75 | 107
HEU(I)(Z)>INC(I)(Z)_110L1 | HEU_I_Z_110 | INC_I_Z_110 | 1 | 0.003 | 0.005 | 0.036 | 175 | 140
HWN(I)(Z)>MGT(I)(Z)_110L1 | HWN_I_Z_110 | MGT_I_Z_110 | 1 | 0.013 | 0.059 | 0.006 | 170 | 136
HWN(I)(Z)>KIN(I)(Z)_110L1 | HWN_I_Z_110 | KIN_I_Z_110 | 1 | 0.006 | 0.019 | 0.003 | 170 | 136
HWN(I)(Z)>DFR(I)(T)_110L1 | HWN_I_Z_110 | DFR_I_T_110 | 1 | 0.016 | 0.08 | 0.009 | 130 | 104
IA(I)(Z)>MAC(I)(Z)_110L1 | IA_I_Z_110 | MAC_I_Z_110 | 1 | 0.027 | 0.062 | 0.006 | 245 | 196
IKE(I)(Z)>IKE(I)(T)_110L1 | IKE_I_Z_110 | IKE_I_T_110 | 1 | 0 | 0.001 | 0 | 100 | 80
INC(I)(Z)>ISH(I)(Z)_220L1 | INC_I_Z_220 | ISH_I_Z_220 | 1 | 0 | 0.005 | 0.33 | 702.5 | 562
INC(I)(Z)>MIL(I)(Z)_110L1 | INC_I_Z_110 | MIL_I_Z_110 | 1 | 0.004 | 0.009 | 0.051 | 150 | 120
INC(I)(Z)>PB(I)(Z)_220L1 | INC_I_Z_220 | PB_I_Z_220 | 1 | 0.001 | 0.004 | 0.498 | 333.75 | 267
INC(I)(Z)>PB(I)(Z)_220L2 | INC_I_Z_220 | PB_I_Z_220 | 1 | 0 | 0.003 | 0.722 | 438.75 | 351
ISH(I)(Z)>SHL(I)(Z)_220L1 | ISH_I_Z_220 | SHL_I_Z_220 | 1 | 0 | 0.001 | 0.036 | 741.25 | 593
KBY(I)(Z)>KRA(I)(Z)_110L1 | KBY_I_Z_110 | KRA_I_Z_110 | 1 | 0.008 | 0.039 | 0.004 | 222.5 | 178
KBY(I)(Z)>KRA(I)(Z)_110L2 | KBY_I_Z_110 | KRA_I_Z_110 | 1 | 0.018 | 0.043 | 0.004 | 123.75 | 99
KBY(I)(Z)>MAL(I)(Z)_110L1 | KBY_I_Z_110 | MAL_I_Z_110 | 1 | 0.018 | 0.095 | 0.01 | 167.5 | 134
KBY(I)(Z)>MR(I)(Z)_110L1 | KBY_I_Z_110 | MR_I_Z_110 | 1 | 0.004 | 0.015 | 0.004 | 128.75 | 103
KBY(I)(Z)>MR(I)(Z)_110L2 | KBY_I_Z_110 | MR_I_Z_110 | 1 | 0.005 | 0.015 | 0.004 | 128.75 | 103
KEL(N)(Z)>KPS(N)(Z)_275L1 | KEL_N_Z_275 | KPS_N_Z_275 | 1 | 0.001 | 0.012 | 0.075 | 887.5 | 710
KEL(N)(Z)>KPS(N)(Z)_275L2 | KEL_N_Z_275 | KPS_N_Z_275 | 1 | 0.001 | 0.012 | 0.075 | 887.5 | 710
KEL(N)(Z)>MAG(N)(Z)_275L1 | KEL_N_Z_275 | MAG_N_Z_275 | 1 | 0.001 | 0.013 | 0.08 | 887.5 | 710
KEL(N)(Z)>RSK(N)(Z)_110L1 | KEL_N_Z_110 | RSK_N_Z_110 | 1 | 0.039 | 0.133 | 0.013 | 231.25 | 185
KER(I)(Z)>OUG(I)(T)_110L1 | KER_I_Z_110 | OUG_I_T_110 | 1 | 0.014 | 0.074 | 0.008 | 222.5 | 178
KIN(I)(Z)>DFR(I)(T)_110L1 | KIN_I_Z_110 | DFR_I_T_110 | 1 | 0.021 | 0.096 | 0.01 | 123.75 | 99
KIN(I)(Z)>MUL(I)(Z)_110L1 | KIN_I_Z_110 | MUL_I_Z_110 | 1 | 0.016 | 0.077 | 0.023 | 222.5 | 178
KLH(I)(Z)>THU(I)(Z)_110L1 | KLH_I_Z_110 | THU_I_Z_110 | 1 | 0.013 | 0.069 | 0.008 | 222.5 | 178
KLM(I)(Z)>NBY(I)(Z)_110L1 | KLM_I_Z_110 | NBY_I_Z_110 | 1 | 0.001 | 0.001 | 0.02 | 148.75 | 119
KLM(I)(Z)>POP(I)(Z)_110L1 | KLM_I_Z_110 | POP_I_Z_110 | 1 | 0.003 | 0.007 | 0.036 | 150 | 120
KLN(I)(Z)>CUR(I)(Z)_110L1 | KLN_I_Z_110 | CUR_I_Z_110 | 1 | 0.011 | 0.048 | 0.005 | 170 | 136
KLN(I)(Z)>KPG(I)(Z)_220L1 | KLN_I_Z_220 | KPG_I_Z_220 | 1 | 0.008 | 0.061 | 0.114 | 542.5 | 434
KLN(I)(Z)>KRA(I)(Z)_220L1 | KLN_I_Z_220 | KRA_I_Z_220 | 1 | 0.013 | 0.069 | 0.107 | 640 | 512
KLN(I)(Z)>LIM(I)(Z)_110L1 | KLN_I_Z_110 | LIM_I_Z_110 | 1 | 0.014 | 0.031 | 0.003 | 123.75 | 99
KLN(I)(Z)>LIM(I)(Z)_110L2 | KLN_I_Z_110 | LIM_I_Z_110 | 1 | 0.018 | 0.04 | 0.009 | 100 | 80
KLN(I)(Z)>SH(I)(Z)_220L1 | KLN_I_Z_220 | SH_I_Z_220 | 1 | 0.014 | 0.08 | 0.12 | 336.25 | 269
KLN(I)(Z)>SNG(I)(Z)_110L1 | KLN_I_Z_110 | SNG_I_Z_110 | 1 | 0.003 | 0.013 | 0.003 | 222.5 | 178
KLP(I)(Z)>CNG(I)(Z)_110L1 | KLP_I_Z_110 | CNG_I_Z_110 | 1 | 0 | 0.001 | 0.003 | 175 | 140
KLP(I)(Z)>KNR(I)(Z)_110L1 | KLP_I_Z_110 | KNR_I_Z_110 | 1 | 0.015 | 0.05 | 0.005 | 170 | 136
KLP(I)(Z)>KNR(I)(Z)_220L1 | KLP_I_Z_220 | KNR_I_Z_220 | 1 | 0.003 | 0.015 | 0.054 | 913.75 | 731
KLP(I)(Z)>KNR(I)(Z)_220L2 | KLP_I_Z_220 | KNR_I_Z_220 | 1 | 0 | 0.01 | 0.971 | 913.75 | 731
KLP(I)(Z)>MP(I)(Z)_220L1 | KLP_I_Z_220 | MP_I_Z_220 | 1 | 0 | 0.002 | 0.236 | 825 | 660
KLP(I)(Z)>MP(I)(Z)_220L2 | KLP_I_Z_220 | MP_I_Z_220 | 1 | 0 | 0.002 | 0.236 | 825 | 660
KLP(I)(Z)>RAT(I)(Z)_110L1 | KLP_I_Z_110 | RAT_I_Z_110 | 1 | 0.033 | 0.107 | 0.018 | 170 | 136
KLP(I)(Z)>TB(I)(Z)_110L1 | KLP_I_Z_110 | TB_I_Z_110 | 1 | 0.002 | 0.006 | 0.001 | 123.75 | 99
KLP(I)(Z)>TB(I)(Z)_110L2 | KLP_I_Z_110 | TB_I_Z_110 | 1 | 0.002 | 0.006 | 0.001 | 123.75 | 99
KLP(I)(Z)>TB(I)(Z)_220L1 | KLP_I_Z_220 | TB_I_Z_220 | 1 | 0 | 0.002 | 0.026 | 437.5 | 350
KLP(I)(Z)>TB(I)(Z)_220L2 | KLP_I_Z_220 | TB_I_Z_220 | 1 | 0 | 0.002 | 0.028 | 437.5 | 350
KLP(I)(Z)>TRL(I)(Z)_110L1 | KLP_I_Z_110 | TRL_I_Z_110 | 1 | 0.06 | 0.135 | 0.013 | 123.75 | 99
KLP(I)(Z)>TRL(I)(Z)_110L2 | KLP_I_Z_110 | TRL_I_Z_110 | 1 | 0.027 | 0.14 | 0.023 | 222.5 | 178
KLS(I)(Z)>KKY(I)(Z)_110L1 | KLS_I_Z_110 | KKY_I_Z_110 | 1 | 0.053 | 0.118 | 0.011 | 123.75 | 99
KMT(N)(Z)>SLK(N)(Z)_110L1 | KMT_N_Z_110 | SLK_N_Z_110 | 1 | 0.007 | 0.018 | 0.006 | 136.25 | 109
KMT(N)(Z)>STR(N)(Z)_110L1 | KMT_N_Z_110 | STR_N_Z_110 | 1 | 0.008 | 0.037 | 0.004 | 178.75 | 143
KNR(I)(Z)>BYH(I)(Z)_220L1 | KNR_I_Z_220 | BYH_I_Z_220 | 1 | 0.005 | 0.033 | 0.061 | 542.5 | 434
KNR(I)(Z)>TRI(I)(Z)_110L1 | KNR_I_Z_110 | TRI_I_Z_110 | 1 | 0.003 | 0.013 | 0.005 | 222.5 | 178
KNR(I)(Z)>TRI(I)(Z)_110L2 | KNR_I_Z_110 | TRI_I_Z_110 | 1 | 0.004 | 0.013 | 0.004 | 123.75 | 99
KNY(I)(Z)>BUF(I)(Z)_110L1 | KNY_I_Z_110 | BUF_I_Z_110 | 1 | 0 | 0.001 | 0.006 | 175 | 140
KNY(I)(Z)>KLH(I)(Z)_110L1 | KNY_I_Z_110 | KLH_I_Z_110 | 1 | 0.003 | 0.015 | 0.107 | 237.5 | 190
KNY(I)(Z)>SAL(I)(Z)_110L1 | KNY_I_Z_110 | SAL_I_Z_110 | 1 | 0.019 | 0.063 | 0.081 | 243.75 | 195
KNY(I)(Z)>SCR(I)(Z)_110L1 | KNY_I_Z_110 | SCR_I_Z_110 | 1 | 0.031 | 0.108 | 0.04 | 168.75 | 135
KNY(I)(Z)>UGL(I)(Z)_110L1 | KNY_I_Z_110 | UGL_I_Z_110 | 1 | 0.001 | 0.004 | 0.04 | 243.75 | 195
KPS(N)(Z)>TAN(N)(Z)_275L1 | KPS_N_Z_275 | TAN_N_Z_275 | 1 | 0.004 | 0.034 | 0.206 | 887.5 | 710
KRA(I)(Z)>BAR(I)(T)_110L1 | KRA_I_Z_110 | BAR_I_T_110 | 1 | 0.02 | 0.065 | 0.007 | 170 | 136
KRA(I)(Z)>LGT(I)(T)_110L1 | KRA_I_Z_110 | LGT_I_Z_110 | 1 | 0.012 | 0.027 | 0.004 | 131.25 | 105
KRA(I)(Z)>MEN(I)(Z)_110L1 | KRA_I_Z_110 | MEN_I_Z_110 | 1 | 0.002 | 0.002 | 0.034 | 155 | 124
KRA(I)(Z)>MID(I)(Z)_110L1 | KRA_I_Z_110 | MID_I_Z_110 | 1 | 0.017 | 0.037 | 0.004 | 123.75 | 99
KRA(I)(Z)>RAF(I)(Z)_220L1 | KRA_I_Z_220 | RAF_I_Z_220 | 1 | 0.002 | 0.017 | 0.026 | 441.25 | 353
KRA(I)(Z)>WHO(I)(Z)_110L1 | KRA_I_Z_110 | WHO_I_Z_110 | 1 | 0.026 | 0.135 | 0.015 | 222.5 | 178
KTL(I)(Z)>MAY(I)(Z)_110L1 | KTL_I_Z_110 | MAY_I_Z_110 | 1 | 0.022 | 0.072 | 0.007 | 123.75 | 99
KTL(I)(Z)>MON(I)(Z)_110L1 | KTL_I_Z_110 | MON_I_Z_110 | 1 | 0.009 | 0.03 | 0.003 | 170 | 136
KTN(I)(Z)>WAT(I)(Z)_110L1 | KTN_I_Z_110 | WAT_I_Z_110 | 1 | 0.001 | 0.003 | 0.039 | 123.75 | 99
KUD(I)(Z)>CBT(I)(Z)_110L1 | KUD_I_Z_110 | CBT_I_Z_110 | 1 | 0 | 0.001 | 0.008 | 233.75 | 187
KUR(I)(Z)>NAV(I)(Z)_110L1 | KUR_I_Z_110 | NAV_I_Z_110 | 1 | 0.01 | 0.021 | 0.002 | 123.75 | 99
KYT(I)(Z)>MAY(I)(Z)_220L1 | KYT_I_Z_220 | MAY_I_Z_220 | 1 | 0.003 | 0.011 | 0.112 | 951.25 | 761
KYT(I)(Z)>WOO(I)(Z)_220L1 | KYT_I_Z_220 | WOO_I_Z_220 | 1 | 0.003 | 0.011 | 0.112 | 951.25 | 761
LA(I)(Z)>MUL(I)(Z)_110L1 | LA_I_Z_110 | MUL_I_Z_110 | 1 | 0.01 | 0.16 | 0.015 | 123.75 | 99
LA(I)(Z)>RIC(I)(Z)_110L1 | LA_I_Z_110 | RIC_I_Z_110 | 1 | 0.024 | 0.054 | 0.007 | 123.75 | 99
LA(I)(Z)>RIC(I)(Z)_110L2 | LA_I_Z_110 | RIC_I_Z_110 | 1 | 0.02 | 0.043 | 0.005 | 123.75 | 99
LA(I)(Z)>SLB(I)(Z)_110L1 | LA_I_Z_110 | SLB_I_Z_110 | 1 | 0.014 | 0.031 | 0.003 | 123.75 | 99
LNA(I)(Z)>TIV(I)(Z)_110L1 | LNA_I_Z_110 | TIV_I_Z_110 | 1 | 0.035 | 0.111 | 0.011 | 170 | 136
LCK(I)(Z)>MUL(I)(Z)_110L1 | LCK_I_Z_110 | MUL_I_Z_110 | 1 | 0.019 | 0.039 | 0.261 | 155 | 124
LET(I)(Z)>GOL(I)(T)_110L1 | LET_I_Z_110 | GOL_I_T_110 | 1 | 0.058 | 0.132 | 0.014 | 123.75 | 99
LET(I)(Z)>STR(N)(Z)_110L1 | LET_I_Z_110 | STR_N_Z_110 | 1 | 0.035 | 0.076 | 0.007 | 123.75 | 99
LET(I)(Z)>TIV(I)(Z)_110L1 | LET_I_Z_110 | TIV_I_Z_110 | 1 | 0.047 | 0.151 | 0.015 | 170 | 136
LET(I)(Z)>TLK(I)(Z)_110L1 | LET_I_Z_110 | TLK_I_Z_110 | 1 | 0.051 | 0.117 | 0.012 | 131.25 | 105
LET(I)(Z)>LNA(I)(Z)_110L1 | LET_I_Z_110 | LNA_I_Z_110 | 1 | 0.013 | 0.041 | 0.004 | 170 | 136
LIB(I)(Z)>MR(I)(Z)_110L1 | LIB_I_Z_110 | MR_I_Z_110 | 1 | 0.001 | 0.003 | 0.017 | 125 | 100
LIB(I)(Z)>MR(I)(Z)_110L2 | LIB_I_Z_110 | MR_I_Z_110 | 1 | 0.002 | 0.003 | 0.017 | 123.75 | 99
LIM(I)(Z)>MTN(I)(Z)_110L1 | LIM_I_Z_110 | MTN_I_Z_110 | 1 | 0.005 | 0.025 | 0.003 | 222.5 | 178
LIM(I)(Z)>RAT(I)(Z)_110L1 | LIM_I_Z_110 | RAT_I_Z_110 | 1 | 0.041 | 0.096 | 0.012 | 123.75 | 99
LIS(I)(Z)>LOU(I)(Z)_110L1 | LIS_I_Z_110 | LOU_I_Z_110 | 1 | 0.063 | 0.139 | 0.013 | 123.75 | 99
LIS(I)(Z)>LSA(I)(T)_110L1 | LIS_I_Z_110 | LSA_I_T_110 | 1 | 0.0305 | 0.0675 | 0.0065 | 123.75 | 99
LSA(I)(T)>SKL(I)(Z)_110L1 | LSA_I_T_110 | SKL_I_Z_110 | 1 | 0.0305 | 0.0675 | 0.0065 | 123.75 | 99
LIS(N)(Z)>TAN(N)(Z)_110L1 | LIS_N_Z_110 | TAN_N_Z_110 | 1 | 0.04 | 0.106 | 0.01 | 102.5 | 82
LIS(N)(Z)>TAN(N)(Z)_110L2 | LIS_N_Z_110 | TAN_N_Z_110 | 1 | 0.034 | 0.1 | 0.009 | 100 | 80
LOU(I)(Z)>MLN(I)(Z)_110L1 | LOU_I_Z_110 | MLN_I_Z_110 | 1 | 0.02 | 0.045 | 0.004 | 123.75 | 99
LOU(I)(Z)>MTH(I)(Z)_110L1 | LOU_I_Z_110 | MTH_I_Z_110 | 1 | 0.024 | 0.052 | 0.005 | 123.75 | 99
LOU(I)(Z)>RRU(I)(Z)_110L1 | LOU_I_Z_110 | RRU_I_Z_110 | 1 | 0.058 | 0.133 | 0.014 | 118.75 | 95
LOU(I)(Z)>TAN(N)(Z)_275L1 | LOU_I_Z_275 | TAN_N_Z_275 | 1 | 0.003 | 0.021 | 0.127 | 887.5 | 710
LOU(I)(Z)>TAN(N)(Z)_275L2 | LOU_I_Z_275 | TAN_N_Z_275 | 1 | 0.003 | 0.021 | 0.127 | 887.5 | 710
LOU(I)(Z)>WOO(I)(Z)_220L1 | LOU_I_Z_220 | WOO_I_Z_220 | 1 | 0.007 | 0.053 | 0.08 | 437.5 | 350
LSA(I)(Z)>LSA(I)(T)_110L1 | LSA_I_Z_110 | LSA_I_T_110 | 1 | 0.0001 | 0.0001 | 0.006 | 150 | 120
LSN(I)(Z)>THU(I)(Z)_110L1 | LSN_I_Z_110 | THU_I_Z_110 | 1 | 0.016 | 0.036 | 0.003 | 130 | 104
MAG(N)(Z)>TMN(N)(Z)_275L1 | MAG_N_Z_275 | TMN_N_Z_275 | 1 | 0.001 | 0.011 | 0.065 | 887.5 | 710
MAG(N)(Z)>TMN(N)(Z)_275L2 | MAG_N_Z_275 | TMN_N_Z_275 | 1 | 0.001 | 0.011 | 0.065 | 887.5 | 710
MAY(I)(Z)>BLK(I)(Z)_110L1 | MAY_I_Z_110 | BLK_I_Z_110 | 1 | 0.032 | 0.103 | 0.011 | 123.75 | 99
MAY(I)(Z)>GRI(I)(Z)_110L1 | MAY_I_Z_110 | GRI_I_Z_110 | 1 | 0.002 | 0.007 | 0.002 | 123.75 | 99
MAY(I)(Z)>RNW(I)(Z)_110L1 | MAY_I_Z_110 | RNW_I_Z_110 | 1 | 0.008 | 0.024 | 0.002 | 100 | 80
MAY(I)(Z)>RYB(I)(Z)_110L1 | MAY_I_Z_110 | RYB_I_Z_110 | 1 | 0.009 | 0.03 | 0.005 | 222.5 | 178
MAY(I)(Z)>SH(I)(Z)_220L1 | MAY_I_Z_220 | SH_I_Z_220 | 1 | 0.017 | 0.094 | 0.142 | 336.25 | 269
MAY(I)(Z)>TH(I)(Z)_220L1 | MAY_I_Z_220 | TH_I_Z_220 | 1 | 0.006 | 0.044 | 0.184 | 406.25 | 325
MAY(I)(Z)>WOO(I)(Z)_220L1 | MAY_I_Z_220 | WOO_I_Z_220 | 1 | 0.003 | 0.02 | 0.03 | 437.5 | 350
MCD(I)(Z)>NQS(I)(Z)_110L1 | MCD_I_Z_110 | NQS_I_Z_110 | 1 | 0.001 | 0.002 | 0.036 | 148.75 | 119
MCD(I)(Z)>WOL(I)(Z)_110L1 | MCD_I_Z_110 | WOL_I_Z_110 | 1 | 0.001 | 0.002 | 0.009 | 150 | 120
MHL(I)(Z)>RE(I)(Z)_110L1 | MHL_I_Z_110 | RE_I_Z_110 | 1 | 0.002 | 0.004 | 0.03 | 175 | 140
MHL(I)(Z)>TRN(I)(Z)_110L1 | MHL_I_Z_110 | TRN_I_Z_110 | 1 | 0.001 | 0.002 | 0.014 | 175 | 140
MID(I)(Z)>WHI(I)(Z)_110L1 | MID_I_Z_110 | WHI_I_Z_110 | 1 | 0.03 | 0.069 | 0.007 | 123.75 | 99
MID(I)(Z)>LGT(I)(Z)_110L1 | MID_I_Z_110 | LGT_I_Z_110 | 1 | 0.005 | 0.011 | 0.003 | 131.25 | 105
MIL(I)(Z)>RE(I)(Z)_110L1 | MIL_I_Z_110 | RE_I_Z_110 | 1 | 0.003 | 0.005 | 0.075 | 125 | 100
MIL(I)(Z)>RE(I)(Z)_110L2 | MIL_I_Z_110 | RE_I_Z_110 | 1 | 0.003 | 0.006 | 0.034 | 150 | 120
MKL(N)(Z)>OMA(N)(Z)_110L1 | MKL_N_Z_110 | OMA_N_Z_110 | 1 | 0.028 | 0.113 | 0.015 | 173.75 | 139
MLC(I)(Z)>TSB(I)(Z)_110L1 | MLC_I_Z_110 | TSB_I_Z_110 | 1 | 0.016 | 0.056 | 0.028 | 168.75 | 135
MNH(I)(Z)>MTA(I)(Z)_110L1 | MNH_I_Z_110 | MTA_I_Z_110 | 1 | 0.001 | 0.003 | 0.033 | 237.5 | 190
MOY(I)(Z)>TAW(I)(Z)_110L1 | MOY_I_Z_110 | TAW_I_Z_110 | 1 | 0.013 | 0.028 | 0.004 | 123.75 | 99
MOY(I)(Z)>TAW(I)(Z)_110L2 | MOY_I_Z_110 | TAW_I_Z_110 | 1 | 0.012 | 0.029 | 0.004 | 123.75 | 99
MP(I)(Z)>OST(I)(Z)_380L1 | MP_I_Z_380 | OST_I_Z_380 | 1 | 0.004 | 0.027 | 0.489 | 1603.75 | 1283
MP(I)(Z)>PRO(I)(Z)_220L1 | MP_I_Z_220 | PRO_I_Z_220 | 1 | 0.001 | 0.011 | 0.017 | 671.25 | 537
MP(I)(Z)>TBK(I)(T)_110L1 | MP_I_Z_110 | TBK_I_T_110 | 1 | 0.005 | 0.024 | 0.003 | 222.5 | 178
MR(I)(Z)>TBG(I)(Z)_110L1 | MR_I_Z_110 | TBG_I_Z_110 | 1 | 0.001 | 0.002 | 0.036 | 222.5 | 178
MR(I)(Z)>TBG(I)(Z)_110L2 | MR_I_Z_110 | TBG_I_Z_110 | 1 | 0.001 | 0.001 | 0.031 | 222.5 | 178
MTN(I)(Z)>MUN(I)(Z)_110L1 | MTN_I_Z_110 | MUN_I_Z_110 | 1 | 0.001 | 0.002 | 0 | 131.25 | 105
MTN(I)(Z)>MUN(I)(Z)_110L2 | MTN_I_Z_110 | MUN_I_Z_110 | 1 | 0.001 | 0.002 | 0 | 131.25 | 105
NEW(I)(Z)>BLK(I)(Z)_110L1 | NEW_I_Z_110 | BLK_I_Z_110 | 1 | 0.013 | 0.041 | 0.004 | 170 | 136
NEW(I)(Z)>PLS(I)(Z)_110L1 | NEW_I_Z_110 | PLS_I_Z_110 | 1 | 0.055 | 0.146 | 0.014 | 131.25 | 105
NEW(N)(Z)>TAN(N)(Z)_110L1 | NEW_N_Z_110 | TAN_N_Z_110 | 1 | 0.031 | 0.08 | 0.008 | 102.5 | 82
NEW(N)(Z)>TAN(N)(Z)_110L2 | NEW_N_Z_110 | TAN_N_Z_110 | 1 | 0.031 | 0.08 | 0.008 | 102.5 | 82
NQS(I)(Z)>RE(I)(Z)_110L1 | NQS_I_Z_110 | RE_I_Z_110 | 1 | 0.001 | 0.002 | 0.038 | 148.75 | 119
NW(I)(Z)>PB(I)(Z)_220L1 | NW_I_Z_220 | PB_I_Z_220 | 1 | 0 | 0.001 | 0.261 | 415 | 332
OMA(N)(Z)>STR(N)(Z)_110L1 | OMA_N_Z_110 | STR_N_Z_110 | 1 | 0.046 | 0.123 | 0.012 | 136.25 | 109
OMA(N)(Z)>STR(N)(Z)_110L2 | OMA_N_Z_110 | STR_N_Z_110 | 1 | 0.047 | 0.125 | 0.012 | 102.5 | 82
OMA(N)(Z)>TRE(N)(Z)_110L1 | OMA_N_Z_110 | TRE_N_Z_110 | 1 | 0.025 | 0.073 | 0.007 | 232.5 | 186
ONH(I)(Z)>MOY(I)(Z)_110L1 | ONH_I_Z_110 | MOY_I_Z_110 | 1 | 0.022 | 0.048 | 0.005 | 131.25 | 105
OST(I)(Z)>TYN(I)(Z)_220L1 | OST_I_Z_220 | TYN_I_Z_220 | 1 | 0.001 | 0.008 | 0.014 | 542.5 | 434
OST(I)(Z)>WOO(I)(Z)_380L1 | OST_I_Z_380 | WOO_I_Z_380 | 1 | 0.004 | 0.032 | 0.572 | 1971.25 | 1577
OUG(I)(Z)>OUG(I)(T)_110L1 | OUG_I_Z_110 | OUG_I_T_110 | 1 | 0.017 | 0.038 | 0.004 | 131.25 | 105
PA(I)(Z)>STR(I)(T)_110L1 | PA_I_Z_110 | STR_I_T_110 | 1 | 0.035 | 0.077 | 0.007 | 131.25 | 105
PB(I)(Z)>CKM(I)(Z)_220L1 | PB_I_Z_220 | CKM_I_Z_220 | 1 | 0.001 | 0.005 | 0.579 | 333.75 | 267
PB(I)(Z)>PB(I)(Z)_220L1 | PB_I_Z_220 | PB_I_Z_220 | 0 | 0 | 0.037 | 0 | 562.5 | 450
PB(I)(Z)>RE(I)(Z)_110L1 | PB_I_Z_110 | RE_I_Z_110 | 1 | 0 | 0.002 | 0.046 | 336.25 | 269
PB(I)(Z)>RE(I)(Z)_110L2 | PB_I_Z_110 | RE_I_Z_110 | 1 | 0 | 0.002 | 0.046 | 336.25 | 269
PB(I)(Z)>SHL(I)(Z)_220L1 | PB_I_Z_220 | SHL_I_Z_220 | 1 | 0 | 0.001 | 0.003 | 741.25 | 593
PLA(I)(Z)>OBE(I)(Z)_220L1 | PLA_I_Z_110 | OBE_I_Z_110 | 1 | 0.002 | 0.009 | 0.004 | 222.5 | 178
PPT(I)(Z)>PLS(I)(Z)_110L1 | PPT_I_Z_110 | PLS_I_Z_110 | 1 | 0.043 | 0.138 | 0.028 | 170 | 136
PRO(I)(Z)>TB(I)(Z)_220L1 | PRO_I_Z_220 | TB_I_Z_220 | 1 | 0.001 | 0.007 | 0.173 | 583.75 | 467
RAF(I)(Z)>RSY(I)(Z)_110L1 | RAF_I_Z_110 | RSY_I_Z_110 | 1 | 0.003 | 0.007 | 0.001 | 78.75 | 63
RAF(I)(Z)>TBG(I)(Z)_110L1 | RAF_I_Z_110 | TBG_I_Z_110 | 1 | 0.016 | 0.037 | 0.005 | 243.75 | 195
RAF(I)(Z)>TBG(I)(Z)_110L2 | RAF_I_Z_110 | TBG_I_Z_110 | 1 | 0.006 | 0.031 | 0.005 | 222.5 | 178
RE(I)(Z)>WBK(I)(Z)_110L1 | RE_I_Z_110 | WBK_I_Z_110 | 1 | 0 | 0.001 | 0.021 | 156.25 | 125
REM(I)(Z)>TRL(I)(Z)_110L1 | REM_I_Z_110 | TRL_I_Z_110 | 1 | 0.005 | 0.003 | 0.11 | 156.25 | 125
RNW(I)(Z)>DFR(I)(T)_110L1 | RNW_I_Z_110 | DFR_I_T_110 | 1 | 0.02 | 0.085 | 0.009 | 123.75 | 99
RRU(I)(Z)>SKL(I)(Z)_110L1 | RRU_I_Z_110 | SKL_I_Z_110 | 1 | 0.02 | 0.044 | 0.004 | 118.75 | 95
SBH(I)(Z)>MCE(I)(Z)_110L1 | SBH_I_Z_110 | MCE_I_Z_110 | 1 | 0.005 | 0.015 | 0.005 | 123.75 | 99
SH(I)(Z)>DAL(I)(T)_110L1 | SH_I_Z_110 | DAL_I_T_110 | 1 | 0.008 | 0.039 | 0.007 | 222.5 | 178
SH(I)(Z)>IKE(I)(T)_110L1 | SH_I_Z_110 | IKE_I_T_110 | 1 | 0.034 | 0.175 | 0.019 | 222.5 | 178
SH(I)(Z)>SOM(I)(T)_110L1 | SH_I_Z_110 | SOM_I_T_110 | 1 | 0.021 | 0.047 | 0.006 | 131.25 | 105
SLI(I)(Z)>SRA(I)(Z)_110L1 | SLI_I_Z_110 | SRA_I_Z_110 | 1 | 0.017 | 0.038 | 0.004 | 123.75 | 99
SLI(I)(Z)>SRA(I)(Z)_110L2 | SLI_I_Z_110 | SRA_I_Z_110 | 1 | 0.019 | 0.041 | 0.004 | 123.75 | 99
SOM(I)(Z)>SOM(I)(T)_110L1 | SOM_I_Z_110 | SOM_I_T_110 | 1 | 0.003 | 0.007 | 0.001 | 131.25 | 105
SOR(I)(Z)>TLK(I)(Z)_110L1 | SOR_I_Z_110 | TLK_I_Z_110 | 1 | 0.007 | 0.015 | 0.002 | 131.25 | 105
STR(I)(Z)>STR(I)(T)_110L1 | STR_I_Z_110 | STR_I_T_110 | 1 | 0.003 | 0.007 | 0.001 | 131.25 | 105
TAN(N)(Z)>TMN(N)(Z)_275L1 | TAN_N_Z_275 | TMN_N_Z_275 | 1 | 0.001 | 0.011 | 0.065 | 887.5 | 710
TAN(N)(Z)>TMN(N)(Z)_275L2 | TAN_N_Z_275 | TMN_N_Z_275 | 1 | 0.001 | 0.011 | 0.065 | 887.5 | 710
TAN(N)(Z)>WAR(N)(Z)_110L1 | TAN_N_Z_110 | WAR_N_Z_110 | 1 | 0.013 | 0.042 | 0.005 | 98.75 | 79
TAN(N)(Z)>WAR(N)(Z)_110L2 | TAN_N_Z_110 | WAR_N_Z_110 | 1 | 0.013 | 0.042 | 0.005 | 98.75 | 79
TBK(I)(Z)>TBK(I)(T)_110L1 | TBK_I_Z_110 | TBK_I_T_110 | 1 | 0.005 | 0.01 | 0.001 | 131.25 | 105
THU(I)(Z)>IKE(I)(T)_110L1 | THU_I_Z_110 | IKE_I_T_110 | 1 | 0.016 | 0.083 | 0.009 | 222.5 | 178
TRE(N)(Z)>TMN(N)(Z)_110L1 | TRE_N_Z_110 | TMN_N_Z_110 | 1 | 0.025 | 0.082 | 0.025 | 232.5 | 186
TRL(I)(Z)>OUG(I)(T)_110L1 | TRL_I_Z_110 | OUG_I_T_110 | 1 | 0.007 | 0.037 | 0.004 | 222.5 | 178
WOO(I)(Z)>PRT(I)(Z)_380L1 | WOO_I_Z_380 | PRT_I_Z_380 | 1 | 0 | 0.001 | 0.043 | 856.25 | 685
Note on H1: [Threaded comment] Your version of Excel allows you to read this threaded comment; however, any edits to it will get removed if the file is opened in a newer version of Excel. Learn more: https://go.microsoft.com/fwlink/?linkid=870924 Comment: Unvalidated assumption of 125% of continuous rating.
Note on D6: [Threaded comment] Your version of Excel allows you to read this threaded comment; however, any edits to it will get removed if the file is opened in a newer version of Excel. Learn more: https://go.microsoft.com/fwlink/?linkid=870924 Comment: Status to 0 if line taken to itself.
Note on F10: [Threaded comment] Your version of Excel allows you to read this threaded comment; however, any edits to it will get removed if the file is opened in a newer version of Excel. Learn more: https://go.microsoft.com/fwlink/?linkid=870924 Comment: Changed from 0 to 0.0001 to allow solution.
Note on C31: [Threaded comment] Your version of Excel allows you to read this threaded comment; however, any edits to it will get removed if the file is opened in a newer version of Excel. Learn more: https://go.microsoft.com/fwlink/?linkid=870924 Comment: Marked as LOD in TYTS, clearly linked to Lodgewood LWD).
Note on D96: [Threaded comment] Your version of Excel allows you to read this threaded comment; however, any edits to it will get removed if the file is opened in a newer version of Excel. Learn more: https://go.microsoft.com/fwlink/?linkid=870924 Comment: Status to 0 if line taken to itself.
Note on F109: [Threaded comment] Your version of Excel allows you to read this threaded comment; however, any edits to it will get removed if the file is opened in a newer version of Excel. Learn more: https://go.microsoft.com/fwlink/?linkid=870924 Comment: Changed from 0 to 0.0001 to allow solution.
Note on B156: [Threaded comment] Your version of Excel allows you to read this threaded comment; however, any edits to it will get removed if the file is opened in a newer version of Excel. Learn more: https://go.microsoft.com/fwlink/?linkid=870924 Comment: Changed to CTN (Cauteen)
Note on A157: [Threaded comment] Your version of Excel allows you to read this threaded comment; however, any edits to it will get removed if the file is opened in a newer version of Excel. Learn more: https://go.microsoft.com/fwlink/?linkid=870924 Comment: Changed from CBA to CBL - Cloghboola is connected to Trien (TRI), no CBA on diagram.
Note on E162: [Threaded comment] Your version of Excel allows you to read this threaded comment; however, any edits to it will get removed if the file is opened in a newer version of Excel. Learn more: https://go.microsoft.com/fwlink/?linkid=870924 Comment: Very small value
Note on E227: [Threaded comment] Your version of Excel allows you to read this threaded comment; however, any edits to it will get removed if the file is opened in a newer version of Excel. Learn more: https://go.microsoft.com/fwlink/?linkid=870924 Comment: Very small for 0 R
Note on F227: [Threaded comment] Your version of Excel allows you to read this threaded comment; however, any edits to it will get removed if the file is opened in a newer version of Excel. Learn more: https://go.microsoft.com/fwlink/?linkid=870924 Comment: Very small for 0 X
Note on E228: [Threaded comment] Your version of Excel allows you to read this threaded comment; however, any edits to it will get removed if the file is opened in a newer version of Excel. Learn more: https://go.microsoft.com/fwlink/?linkid=870924 Comment: Very small for 0 R
Note on E313: [Threaded comment] Your version of Excel allows you to read this threaded comment; however, any edits to it will get removed if the file is opened in a newer version of Excel. Learn more: https://go.microsoft.com/fwlink/?linkid=870924 Comment: Not defined in TYTS, assumed to be no losses.
Note on F313: [Threaded comment] Your version of Excel allows you to read this threaded comment; however, any edits to it will get removed if the file is opened in a newer version of Excel. Learn more: https://go.microsoft.com/fwlink/?linkid=870924 Comment: Not defined in TYTS, assumed to be no losses.
Note on G313: [Threaded comment] Your version of Excel allows you to read this threaded comment; however, any edits to it will get removed if the file is opened in a newer version of Excel. Learn more: https://go.microsoft.com/fwlink/?linkid=870924 Comment: Not defined in TYTS, assumed to be no losses.
Note on I313: [Threaded comment] Your version of Excel allows you to read this threaded comment; however, any edits to it will get removed if the file is opened in a newer version of Excel. Learn more: https://go.microsoft.com/fwlink/?linkid=870924 Comment: Not defined in TYTS, assumed to be as line from RNW
Note on C330: [Threaded comment] Your version of Excel allows you to read this threaded comment; however, any edits to it will get removed if the file is opened in a newer version of Excel. Learn more: https://go.microsoft.com/fwlink/?linkid=870924 Comment: Drumquin Cluster, connected to DRO and OMA
Note on D355: [Threaded comment] Your version of Excel allows you to read this threaded comment; however, any edits to it will get removed if the file is opened in a newer version of Excel. Learn more: https://go.microsoft.com/fwlink/?linkid=870924 Comment: Status to 0 if line taken to itself.
Note on A389: [Threaded comment] Your version of Excel allows you to read this threaded comment; however, any edits to it will get removed if the file is opened in a newer version of Excel. Learn more: https://go.microsoft.com/fwlink/?linkid=870924 Comment: Great Island -> Loughtown (Greenlink) Link.
Note on E389: [Threaded comment] Your version of Excel allows you to read this threaded comment; however, any edits to it will get removed if the file is opened in a newer version of Excel. Learn more: https://go.microsoft.com/fwlink/?linkid=870924 Comment: Equal to 0, set very small.
Note on F389: [Threaded comment] Your version of Excel allows you to read this threaded comment; however, any edits to it will get removed if the file is opened in a newer version of Excel. Learn more: https://go.microsoft.com/fwlink/?linkid=870924 Comment: Equal to 0, set very small.
Note on F450: [Threaded comment] Your version of Excel allows you to read this threaded comment; however, any edits to it will get removed if the file is opened in a newer version of Excel. Learn more: https://go.microsoft.com/fwlink/?linkid=870924 Comment: Changed from 0 to 0.0001 to allow solution.
Note on G514: [Threaded comment] Your version of Excel allows you to read this threaded comment; however, any edits to it will get removed if the file is opened in a newer version of Excel. Learn more: https://go.microsoft.com/fwlink/?linkid=870924 Comment: Assumed to be as the 1km AUG - SK line.
Note on I514: [Threaded comment] Your version of Excel allows you to read this threaded comment; however, any edits to it will get removed if the file is opened in a newer version of Excel. Learn more: https://go.microsoft.com/fwlink/?linkid=870924 Comment: Assumed to be as the 1km AUG - SK line.
Note on D560: [Threaded comment] Your version of Excel allows you to read this threaded comment; however, any edits to it will get removed if the file is opened in a newer version of Excel. Learn more: https://go.microsoft.com/fwlink/?linkid=870924 Comment: Status to 0 if line taken to itself.
Note on F563: [Threaded comment] Your version of Excel allows you to read this threaded comment; however, any edits to it will get removed if the file is opened in a newer version of Excel. Learn more: https://go.microsoft.com/fwlink/?linkid=870924 Comment: Changed from 0 to 0.0001 to allow solution.
Note on F570: [Threaded comment] Your version of Excel allows you to read this threaded comment; however, any edits to it will get removed if the file is opened in a newer version of Excel. Learn more: https://go.microsoft.com/fwlink/?linkid=870924 Comment: Changed from 0 to 0.0001 to allow solution.
Note on F591: [Threaded comment] Your version of Excel allows you to read this threaded comment; however, any edits to it will get removed if the file is opened in a newer version of Excel. Learn more: https://go.microsoft.com/fwlink/?linkid=870924 Comment: Changed from 0 to 0.0001 to allow solution.

## ts_Lmax
timestep | AA(I)(Z)>DRU(I)(Z)_110L1 | AA(I)(Z)>ENN(I)(Z)_110L1 | AA(I)(Z)>LIM(I)(Z)_110L1 | AA1(I)(Z)>SNG(I)(Z)_110L1 | AD(I)(Z)>GGO(I)(Z)_220L1 | AD(I)(Z)>KRA(I)(Z)_220L1 | AD(I)(Z)>KRA(I)(Z)_220L2 | AD(I)(Z)>LPT(I)(Z)_220L1 | AD(I)(Z)>RAF(I)(Z)_220L1 | AD(I)(Z)>WHI(I)(Z)_110L1 | ADM(I)(Z)>GCA(I)(Z)_110L1 | ADM(I)(Z)>INC(I)(Z)_110L1 | AGH(N)(Z)>ENN(N)(Z)_110L1 | AGL(I)(Z)>DYN(I)(Z)_110L1 | AGL(I)(Z)>ENN(I)(Z)_110L1 | AGN(I)(Z)>CBT(I)(Z)_110L1 | AGN(I)(Z)>CBT(I)(Z)_110L2 | AGN(I)(Z)>KSE(I)(Z)_110L1 | AGL(I)(Z)>SH(I)(Z)_110L1 | AHA(I)(Z)>KLN(I)(Z)_110L1 | ANR(I)(Z)>DOO(I)(Z)_110L1 | ANT(N)(Z)>KEL(N)(Z)_110L1 | ANT(N)(Z)>KEL(N)(Z)_110L2 | ARD(I)(Z)>TIV(I)(Z)_110L1 | ARI(I)(Z)>ARI(I)(T)_110L1 | ARK(I)(Z)>BEG(I)(Z)_110L1 | ARK(I)(Z)>BOG(I)(Z)_110L1 | ARK(I)(Z)>CKM(I)(Z)_220L1 | ARK(I)(Z)>LOD(I)(Z)_220L1 | ARK(I)(Z)>SHE(I)(Z)_110L1 | ART(I)(Z)>FIN(I)(Z)_110L1 | ART(I)(Z)>MCD(I)(Z)_110L1 | ARV(I)(Z)>COS(I)(Z)_110L1 | ARV(I)(Z)>GWE(I)(Z)_110L1 | ARV(I)(Z)>NAV(I)(Z)_110L1 | ARV(I)(Z)>SKL(I)(Z)_110L1 | ARV(I)(Z)>SKL(I)(Z)_110L2 | ATE(I)(Z)>DRO(I)(Z)_110L1 | ATE(I)(Z)>KNR(I)(Z)_110L1 | ATH(I)(Z)>LA(I)(Z)_110L1 | ATH(I)(Z)>SH(I)(Z)_110L1 | ATN(I)(Z)>INC(I)(Z)_110L1 | ATN(I)(Z)>INC(I)(Z)_110L2 | ATY(I)(Z)>CLW(I)(Z)_110L1 | ATY(I)(Z)>CNB(I)(Z)_110L1 | ATY(I)(Z)>PLS(I)(Z)_110L1 | AUG(I)(Z)>CFM(I)(Z)_110L1 | AUG(I)(Z)>CFM(I)(Z)_110L2 | AUG(I)(Z)>KPG(I)(Z)_110L1 | AUG(I)(Z)>MTN(I)(Z)_110L1 | AUG(I)(Z)>SK(I)(Z)_110L1 | AUG(I)(Z)>SK(I)(Z)_110L2 | BAL(I)(Z)>CDU(I)(Z)_110L1 | BAL(I)(Z)>DRY(I)(Z)_110L1 | BAL(I)(Z)>DEE(I)(Z)_110L1 | BAN(I)(Z)>BRI(I)(Z)_110L1 | BAN(I)(Z)>BRI(I)(Z)_110L2 | BAN(I)(Z)>DMY(I)(Z)_110L1 | BAN(I)(Z)>RAF(I)(Z)_110L1 | BAN(N)(Z)>TAN(N)(Z)_110L1 | BAN(N)(Z)>TAN(N)(Z)_110L2 | BAR(I)(Z)>BAR(I)(T)_110L1 | BCT(I)(Z)>CKM(I)(Z)_110L1 | BCT(I)(Z)>COO(I)(Z)_110L1 | BDA(I)(Z)>MON(I)(Z)_110L1 | BDA(I)(Z)>NEW(I)(Z)_110L1 | BDN(I)(Z)>CUL(I)(Z)_110L1 | BDN(I)(Z)>DOO(I)(Z)_110L1 | BEG(I)(Z)>CKM(I)(Z)_110L1 | BGH(I)(Z)>CLA(I)(Z)_110L1 | BGN(I)(Z)>MLC(I)(Z)_110L1 | BGT(I)(Z)>CNB(I)(Z)_110L1 | BGT(I)(Z)>GGT(I)(Z)_110L1 | BGT(I)(Z)>KKY(I)(Z)_110L1 | BIN(I)(Z)>CF(I)(Z)_110L1 | BIN(I)(Z)>TIV(I)(Z)_110L1 | BK(I)(Z)>CBR(I)(Z)_110L1 | BK(I)(Z)>CGW(I)(Z)_110L1 | BK(I)(Z)>MOY(I)(Z)_110L1 | BK(I)(Z)>SKY(I)(Z)_110L1 | BK(I)(Z)>SKY(I)(Z)_110L2 | BKT(I)(Z)>CUR(I)(Z)_110L1 | BKY(I)(Z)>CBT(I)(Z)_110L1 | BKY(I)(Z)>CBT(I)(Z)_110L2 | BKY(I)(Z)>KCY(I)(Z)_110 | BLA(I)(Z)>POT(I)(Z)_110L1 | BLA(I)(Z)>RE(I)(Z)_110L1 | BLC(I)(Z)>FIN(I)(Z)_220L1 | BLC(I)(Z)>SHL(I)(Z)_220L1 | BLC(I)(Z)>GRA(I)(Z)_110L1 | BLC(I)(Z)>KLM(I)(Z)_110L1 | BLC(I)(Z)>MNH(I)(Z)_110L1 | BLI(I)(Z)>DMY(I)(Z)_110L1 | BMA(N)(Z)>KEL(N)(Z)_110L1 | BMA(N)(Z)>KEL(N)(Z)_110L2 | BNH(N)(Z)>CAS(N)(Z)_110L1 | BNH(N)(Z)>CAS(N)(Z)_110L2 | BNM(N)(Z)>DON(N)(Z)_110L1 | BNM(N)(Z)>DON(N)(Z)_110L2 | BOG(I)(Z)>TTU(I)(Z)_110L1 | TTU(I)(Z)>CRA(I)(Z)_110L1 | BOL(I)(Z)>ENN(I)(Z)_110L1 | BOL(I)(Z)>TBK(I)(T)_110L1 | BPS(N)(Z)>BVG(N)(Z)_110L1 | BPS(N)(Z)>BVG(N)(Z)_110L2 | BPS(N)(Z)>BYC(N)(Z)_275L1 | BPS(N)(Z)>EDE(N)(Z)_110L1 | BPS(N)(Z)>EDE(N)(Z)_110L2 | BPS(N)(Z)>HAN(N)(Z)_275L1 | BPS(N)(Z)>KEL(N)(Z)_275L1 | BPS(N)(Z)>MAG(N)(Z)_275L1 | BRO(N)(Z)>RSK(N)(Z)_110L1 | BRY(I)(Z)>RAF(I)(Z)_110L1 | BRY(I)(Z)>RAF(I)(Z)_110L2 | BTN(I)(Z)>CLE(I)(Z)_220L1 | BTN(I)(Z)>CLE(I)(Z)_220L2 | BUT(I)(Z)>CUL(I)(Z)_110L1 | BUT(I)(Z)>KTN(I)(Z)_110L1 | BVG(N)(Z)>KEL(N)(Z)_110L1 | BVG(N)(Z)>KEL(N)(Z)_110L2 | BVG(N)(Z)>LAR(N)(Z)_110L1 | BVG(N)(Z)>LAR(N)(Z)_110L2 | BVK(I)(Z)>BYH(I)(Z)_220L1 | BVK(I)(Z)>CLA(I)(Z)_220L1 | BVK(I)(Z)>CTG(I)(Z)_110L1 | BWR(I)(Z)>CRA(I)(Z)_110L1 | BYH(I)(Z)>CDL(I)(Z)_110L1 | BYH(I)(Z)>GLE(I)(Z)_110L1 | CAB(I)(Z)>PTN(I)(Z)_110L1 | CAB(I)(Z)>WOL(I)(Z)_110L1 | CAH(I)(Z)>BAR(I)(T)_110L1 | CAH(I)(Z)>DOO(I)(Z)_110L1 | CAH(I)(Z)>KHL(I)(Z)_110L1 | CAH(I)(Z)>TIP(I)(Z)_110L1 | CAR(N)(Z)>CAS(N)(Z)_110L1 | CAR(N)(Z)>CAS(N)(Z)_110L2 | CAR(N)(Z)>EDE(N)(Z)_110L1 | CAR(N)(Z)>EDE(N)(Z)_110L2 | CAS(N)(Z)>CRE(N)(Z)_110L1 | CAS(N)(Z)>CRE(N)(Z)_110L2 | CAS(N)(Z)>HAN(N)(Z)_275L1 | CAS(N)(Z)>HAN(N)(Z)_275L2 | CAS(N)(Z)>KNO(N)(Z)_110L1 | CAS(N)(Z)>KNO(N)(Z)_110L2 | CAS(N)(Z)>KPS(N)(Z)_275L1 | CAS(N)(Z)>NAR(N)(Z)_110L1 | CAS(N)(Z)>NAR(N)(Z)_110L2 | CAS(N)(Z)>RAT(N)(Z)_110L1 | CAS(N)(Z)>RAT(N)(Z)_110L2 | CAS(N)(Z)>ROS(N)(Z)_110L1 | CAS(N)(Z)>ROS(N)(Z)_110L2 | CAS(N)(Z)>TAN(N)(Z)_275L1 | CTN(I)(Z)>KLN(I)(Z)_110L1 | CBL(I)(Z)>TRI(I)(Z)_110L1 | CBG(I)(Z)>CBR(I)(Z)_110L1 | CBR(I)(Z)>CLN(I)(Z)_110L1 | CBR(I)(Z)>DLT(I)(Z)_110L1 | CBT(I)(Z)>INC(I)(Z)_220L1 | CBT(I)(Z)>KCY(I)(Z)_110L1 | CBT(I)(Z)>INC(I)(Z)_220L2 | CBT(I)(Z)>MAY(I)(Z)_220L1 | CBT(I)(Z)>MAY(I)(Z)_220L2 | CD(I)(Z)>KBY(I)(Z)_110L1 | CD(I)(Z)>MAC(I)(Z)_110L1 | CDK(I)(Z)>LWD(I)(Z)_110L1 | CDU(I)(Z)>FIN(I)(Z)_220L1 | CDU(I)(Z)>FIN(I)(Z)_220L2 | CDU(I)(Z)>HN(I)(Z)_220L1 | CDU(I)(Z)>BLU(I)(Z)_110L1 | CDU(I)(Z)>GLN(I)(Z)_110L1 | BLU(I)(Z)>MUL(I)(Z)_110L1 | CDU(I)(Z)>PLA(I)(Z)_110L1 | CDU(I)(Z)>RYB(I)(Z)_110L1 | CDU(I)(Z)>SBH(I)(Z)_110L1 | CDU(I)(Z)>WOO(I)(Z)_220L1 | CDY(I)(Z)>ARI(I)(T)_110L1 | CDY(I)(Z)>GRV(I)(Z)_110L1 | CDY(I)(Z)>SRA(I)(Z)_110L1 | CEN(N)(Z)>CRE(N)(Z)_110L1 | CEN(N)(Z)>CRE(N)(Z)_110L2 | CF(I)(Z)>CAD(Y)(Z)_110L1 | CF(I)(Z)>CKL(Y)(Z)_110L1 | CF(I)(Z)>CL(I)(Z)_110L1 | CF(I)(Z)>CLO(I)(Z)_110L1 | CF(I)(Z)>CLO(I)(Z)_110L2 | CF(I)(Z)>COR(I)(Z)_110L1 | CF(I)(Z)>SRA(I)(Z)_110L1 | CF(I)(Z)>SRA(I)(Z)_110L2 | CFD(I)(Z)>MUL(I)(Z)_110L1 | CFD(I)(Z)>KIN(I)(Z)_110L1 | CGL(I)(Z)>GAE(I)(Z)_110L1 | CHA(I)(Z)>GLE(I)(Z)_110L1 | CHA(I)(Z)>KLN(I)(Z)_110L1 | CHA(I)(Z)>MAL(I)(Z)_110L1 | CHE(I)(Z)>FAS(I)(Z)_110L1 | CKG(I)(Z)>CBT(I)(Z)_110L1 | CKG(I)(Z)>CBT(I)(Z)_110L2 | CKG(I)(Z)>KUD(I)(Z)_110L1 | CKM(I)(Z)>CHE(I)(Z)_110L1 | CKM(I)(Z)>COO(I)(Z)_110L1 | CKM(I)(Z)>DSN(I)(Z)_220L1 | CKM(I)(Z)>FAS(I)(Z)_110L1 | CKM(I)(Z)>FAS(I)(Z)_110L2 | CKM(I)(Z)>ISH(I)(Z)_220L1 | CKM(I)(Z)>POT(I)(Z)_110L1 | CKN(I)(Z)>CGL(I)(Z)_110L1 | CKN(I)(Z)>GRO(I)(Z)_110L1 | CKN(I)(Z)>KER(I)(Z)_110L1 | CLA(I)(Z)>CKN(I)(Z)_110L1 | CLA(I)(Z)>DMY(I)(Z)_110L1 | CLA(I)(Z)>KRA(I)(Z)_220L1 | CLA(I)(Z)>MAC(I)(Z)_110L1 | CLA(I)(Z)>MAC(I)(Z)_110L2 | CLE(I)(Z)>CDU(I)(Z)_220L1 | CLE(I)(Z)>WOO(I)(Z)_220L1 | CLG(I)(Z)>CDU(I)(Z)_110L1 | CLG(I)(Z)>FIN(I)(Z)_110L1 | CLH(I)(Z)>TRI(I)(Z)_110L1 | CLH(I)(Z)>TRL(I)(Z)_110L1 | CLN(I)(Z)>LA(I)(Z)_110L1 | CLO(I)(Z)>CF(I)(Z)_110L1 | CLO(I)(Z)>GOL(I)(T)_110L1 | CLO(I)(Z)>MRY(I)(Z)_110L1 | CLU(I)(Z)>CBT(I)(Z)_110L1 | CLU(I)(Z)>KUD(I)(Z)_110L1 | CLW(I)(Z)>KLS(I)(Z)_110L1 | CLW(I)(Z)>KLS(I)(Z)_110L2 | CLW(I)(Z)>STR(I)(T)_110L1 | CNB(I)(Z)>GGT(I)(T)_110L1 | CNB(I)(Z)>PLS(I)(T)_110L1 | CNB(I)(Z)>MP(I)(T)_380L1 | CNB(I)(Z)>DSN(I)(T)_380L1 | COL(I)(Z)>CDU(I)(Z)_110L1 | COL(I)(Z)>FIN(I)(Z)_110L1 | COL(N)(Z)>CPS(N)(Z)_110L1 | COL(N)(Z)>LIM(N)(Z)_110L1 | COL(N)(Z)>LOG(N)(Z)_110L1 | COL(N)(Z)>LOG(N)(Z)_110L2 | COL(N)(Z)>RSK(N)(Z)_110L1 | COO(I)(Z)>FTT(I)(Z)_110L1 | COO(I)(Z)>INC(I)(Z)_110L1 | COR(I)(Z)>ENN(N)(Z)_110L1 | COR(I)(Z)>GWE(I)(Z)_110L1 | COS(I)(Z)>ARI(I)(T)_110L1 | COS(I)(Z)>FLA(I)(Z)_110L1 | COS(I)(Z)>FLA(I)(Z)_110L2 | COW(I)(Z)>OLD(I)(Z)_110L1 | COW(I)(Z)>OLD(I)(Z)_110L2 | COW(I)(Z)>RAF(I)(Z)_110L1 | COW(I)(Z)>WHI(I)(Z)_110L1 | CPK(I)(Z)>CKM(I)(Z)_110L1 | CPK(I)(Z)>TNY(I)(Z)_110L1 | CPS(N)(Z)>CRD(N)(Z)_110L1 | CPS(N)(Z)>KMT(N)(Z)_110L1 | CPS(N)(Z)>LIM(N)(Z)_110L1 | CPS(N)(Z)>LMR(N)(Z)_110L1 | CPS(N)(Z)>LMR(N)(Z)_110L2 | CPS(N)(Z)>MAG(N)(Z)_275L1 | CPS(N)(Z)>MAG(N)(Z)_275L2 | CPS(N)(Z)>SPR(N)(Z)_110L1 | CPS(N)(Z)>SPR(N)(Z)_110L2 | CPS(N)(Z)>STR(N)(Z)_110L1 | CRA(I)(Z)>LWD(I)(Z)_110L1 | CRA(I)(Z)>WEX(I)(Z)_110L1 | CRG(N)(Z)>KEL(N)(Z)_110L1 | CRG(N)(Z)>TMN(N)(Z)_110L1 | CRM(I)(Z)>KLM(I)(Z)_110L1 | CRM(I)(Z)>KLM(I)(Z)_110L2 | CRO(I)(Z)>IA(I)(Z)_110L1 | CRO(I)(Z)>KBY(I)(Z)_110L1 | CSH(I)(Z)>CLN(I)(Z)_110L1 | CSH(I)(Z)>DLT(I)(Z)_110L1 | CSH(I)(Z)>ENN(I)(Z)_110L1 | CSH(I)(Z)>FLA(I)(Z)_220L1 | CSH(I)(Z)>GAL(I)(Z)_110L1 | CSH(I)(Z)>GAL(I)(Z)_110L2 | CSH(I)(Z)>GAL(I)(Z)_110L3 | CSH(I)(Z)>PRO(I)(Z)_220L1 | CSH(I)(Z)>SAL(I)(Z)_110L1 | CSH(I)(Z)>SOM(I)(T)_110L1 | CSH(I)(Z)>TYN(I)(Z)_220L1 | CTN(I)(Z)>TIP(I)(Z)_110L1 | CTY(I)(Z)>FTT(I)(Z)_110L1 | CTY(I)(Z)>INC(I)(Z)_110L1 | CUL(I)(Z)>DGN(I)(Z)_110L1 | CUL(I)(Z)>GI(I)(Z)_220L1 | CUL(I)(Z)>KRA(I)(Z)_220L1 | CUL(I)(Z)>WAT(I)(Z)_110L1 | CUL(I)(Z)>RTO(I)(Z)_110L1 | CUN(I)(Z)>GLR(I)(Z)_110L1 | CUN(I)(Z)>SLI(I)(Z)_110L1 | CUR(I)(Z)>BKM(I)(Z)_110L1 | CUR(I)(Z)>NEN(I)(Z)_110L1 | CUS(I)(Z)>MLC(I)(Z)_110L1 | CUS(I)(Z)>NEW(I)(Z)_110L1 | CUS(I)(Z)>PLS(I)(Z)_110L1 | CUS(I)(Z)>PPT(I)(Z)_110L1 | CVW(I)(Z)>COW(I)(Z)_110L1 | CVW(I)(Z)>DKL(I)(Z)_110L1 | CVW(I)(Z)>KRA(I)(Z)_110L1 | DAL(I)(Z)>DAL(I)(T)_110L1 | DDK(I)(Z)>LOU(I)(Z)_110L1 | DDK(I)(Z)>MLN(I)(Z)_110L1 | DER(I)(Z)>KIN(I)(Z)_110L1 | DER(I)(Z)>TEN(I)(Z)_110L1 | TEN(I)(Z)>MAY(I)(Z)_110L1 | DER(I)(Z)>TSB(I)(Z)_110L1 | DEY(I)(Z)>DAL(I)(T)_110L1 | DEY(I)(Z)>PLS(I)(Z)_110L1 | DFR(I)(T)>DFR(I)(Z)_110L1 | DFR(I)(Z)>MGT(I)(Z)_110L1 | DGN(I)(Z)>WHE(I)(Z)_110L1 | DGN(I)(Z)>RTO(I)(Z)_110L1 | DMY(I)(Z)>CDN(I)(Z)_110L1 | DMY(I)(Z)>MAC(I)(Z)_110L1 | DON(N)(Z)>FIN(N)(Z)_110L1 | DON(N)(Z)>FIN(N)(Z)_110L2 | DON(N)(Z)>HAN(N)(Z)_110L1 | DON(N)(Z)>HAN(N)(Z)_110L2 | DRM(I)(Z)>CLO(I)(Z)_110L1 | DRM(I)(Z)>LET(I)(Z)_110L1 | DRM(I)(Z)>MEE(I)(Z)_110L1 | DRO(N)(Z)>ENN(N)(Z)_110L1 | DRO(N)(Z)>ENN(N)(Z)_110L2 | DRO(N)(Z)>OMA(N)(Z)_110L1 | DRO(N)(Z)>OMA(N)(Z)_110L2 | DRQ(N)(Z)>DRO(N)(Z)_110L1 | DRU(I)(Z)>ENN(I)(Z)_110L1 | DRU(N)(Z)>TAN(N)(Z)_110L1 | DRU(N)(Z)>TAN(N)(Z)_110L2 | DRU(N)(Z)>TAN(N)(Z)_110L3 | DRU(N)(Z)>TMN(N)(Z)_110L1 | DRU(N)(Z)>TMN(N)(Z)_110L2 | DRY(I)(Z)>GOR(I)(Z)_110L1 | DRY(I)(Z)>LOU(I)(Z)_110L1 | DRY(I)(Z)>PLA(I)(Z)_110L1 | DRY(I)(Z)>OBE(I)(Z)_110L1 | DSN(I)(Z)>KLS(I)(Z)_220L1 | DSN(I)(Z)>MAY(I)(Z)_220L1 | DSN(I)(Z)>MAY(I)(Z)_220L2 | DSN(I)(Z)>MAY(I)(Z)_220L3 | DSN(I)(Z)>MP(I)(Z)_380L1 | DSN(I)(Z)>TH(I)(Z)_220L1 | DTN(I)(Z)>BLC(I)(Z)_110L1 | DTN(I)(Z)>FIN(I)(Z)_110L1 | DTN(I)(Z)>KLM(I)(Z)_110L1 | DUN(N)(Z)>OMA(N)(Z)_110L1 | DUN(N)(Z)>TMN(N)(Z)_110L1 | DUN(N)(Z)>TMN(N)(Z)_110L2 | DUN(N)(Z)>TMN(N)(Z)_110L3 | ENN(I)(Z)>SLC(I)(Z)_110L1 | FIN(I)(Z)>GLA(I)(Z)_110L1 | FIN(I)(Z)>GRA(I)(Z)_110L1 | FIN(I)(Z)>HN(I)(Z)_220L1 | FIN(I)(Z)>MCD(I)(Z)_110L1 | FIN(I)(Z)>NW(I)(Z)_220L1 | FIN(I)(Z)>POP(I)(Z)_110L1 | FIN(I)(Z)>PTN(I)(Z)_110L1 | FIN(I)(Z)>SHL(I)(Z)_220L1 | FIN(I)(Z)>SVN(I)(Z)_110L1 | FIN(N)(Z)>HAN(N)(Z)_110L1 | FIN(N)(Z)>HAN(N)(Z)_110L2 | FLA(I)(Z)>GIL(I)(Z)_110L1 | FLA(I)(Z)>LOU(I)(Z)_220L1 | FLA(I)(Z)>SLB(I)(Z)_110L1 | FLA(I)(Z)>SLI(I)(Z)_110L1 | FLA(I)(Z)>SRA(I)(Z)_220L1 | FLA(I)(Z)>TON(I)(Z)_110L1 | FRS(I)(Z)>HAR(I)(Z)_110L1 | FRS(I)(Z)>HEU(I)(Z)_110L1 | FRS(I)(Z)>INC(I)(Z)_110L1 | FRS(I)(Z)>TRN(I)(Z)_110L1 | GAL(I)(Z)>SAL(I)(Z)_110L1 | GAL(I)(Z)>SEE(I)(Z)_110L1 | CDU(I)(Z)>GAN(I)(Z)_110L1 | GCA(I)(Z)>GRI(I)(T)_110L1 | GCA(I)(Z)>INC(I)(Z)_110L1 | GCA(I)(Z)>INC(I)(Z)_110L2 | GCA(I)(Z)>NAN(I)(Z)_110L1 | GCA(I)(Z)>NAN(I)(Z)_110L2 | GGO(I)(Z)>RAF(I)(Z)_220L1 | GI(I)(Z)>KKY(I)(Z)_110L1 | GI(I)(Z)>KLS(I)(Z)_220L1 | GI(I)(Z)>LWD(I)(Z)_220L1 | GI(I)(Z)>LWN(I)(Z)_220L1 | GI(I)(Z)>WAT(I)(Z)_110L1 | GI(I)(Z)>WAT(I)(Z)_110L2 | GI(I)(Z)>ROP(I)(Z)_110L1 | ROP(I)(Z)>WEX(I)(Z)_110L1 | GLA(I)(Z)>SVN(I)(Z)_110L1 | GLE(I)(Z)>KCR(I)(Z)_110L1 | GLE(N)(Z)>KEL(N)(Z)_110L1 | GLE(N)(Z)>KEL(N)(Z)_110L2 | GOL(I)(Z)>GOL(I)(T)_110L1 | GOR(I)(Z)>LOU(I)(Z)_220L1 | GOR(I)(Z)>MAY(I)(Z)_220L1 | GOR(I)(Z)>MTH(I)(Z)_110L1 | GOR(I)(Z)>NAV(I)(Z)_110L1 | GOR(I)(Z)>NAV(I)(Z)_110L2 | GOR(I)(Z)>NAV(I)(Z)_110L3 | GOR(I)(Z)>GRH(I)(Z)_110L1 | GRH(I)(Z)>PLA(I)(Z)_110L1 | GOR(N)(Z)>OMA(N)(Z)_110L1 | GOR(N)(Z)>TMN(N)(Z)_110L1 | GRA(I)(Z)>NBY(I)(Z)_110L1 | GRI(I)(T)>MAY(I)(Z)_110L1 | GRI(I)(Z)>GRI(I)(T)_110L1 | GRO(I)(Z)>BVK(I)(Z)_110L1 | HAN(N)(Z)>BYC(N)(Z)_275L1 | HAN(N)(Z)>LIS(N)(Z)_110L1 | HAN(N)(Z)>LIS(N)(Z)_110L2 | HAR(I)(Z)>RE(I)(Z)_110L1 | HEU(I)(Z)>INC(I)(Z)_110L1 | HWN(I)(Z)>MGT(I)(Z)_110L1 | HWN(I)(Z)>KIN(I)(Z)_110L1 | HWN(I)(Z)>DFR(I)(T)_110L1 | IA(I)(Z)>MAC(I)(Z)_110L1 | IKE(I)(Z)>IKE(I)(T)_110L1 | INC(I)(Z)>ISH(I)(Z)_220L1 | INC(I)(Z)>MIL(I)(Z)_110L1 | INC(I)(Z)>PB(I)(Z)_220L1 | INC(I)(Z)>PB(I)(Z)_220L2 | ISH(I)(Z)>SHL(I)(Z)_220L1 | KBY(I)(Z)>KRA(I)(Z)_110L1 | KBY(I)(Z)>KRA(I)(Z)_110L2 | KBY(I)(Z)>MAL(I)(Z)_110L1 | KBY(I)(Z)>MR(I)(Z)_110L1 | KBY(I)(Z)>MR(I)(Z)_110L2 | KEL(N)(Z)>KPS(N)(Z)_275L1 | KEL(N)(Z)>KPS(N)(Z)_275L2 | KEL(N)(Z)>MAG(N)(Z)_275L1 | KEL(N)(Z)>RSK(N)(Z)_110L1 | KER(I)(Z)>OUG(I)(T)_110L1 | KIN(I)(Z)>DFR(I)(T)_110L1 | KIN(I)(Z)>MUL(I)(Z)_110L1 | KLH(I)(Z)>THU(I)(Z)_110L1 | KLM(I)(Z)>NBY(I)(Z)_110L1 | KLM(I)(Z)>POP(I)(Z)_110L1 | KLN(I)(Z)>CUR(I)(Z)_110L1 | KLN(I)(Z)>KPG(I)(Z)_220L1 | KLN(I)(Z)>KRA(I)(Z)_220L1 | KLN(I)(Z)>LIM(I)(Z)_110L1 | KLN(I)(Z)>LIM(I)(Z)_110L2 | KLN(I)(Z)>SH(I)(Z)_220L1 | KLN(I)(Z)>SNG(I)(Z)_110L1 | KLP(I)(Z)>CNG(I)(Z)_110L1 | KLP(I)(Z)>KNR(I)(Z)_110L1 | KLP(I)(Z)>KNR(I)(Z)_220L1 | KLP(I)(Z)>KNR(I)(Z)_220L2 | KLP(I)(Z)>MP(I)(Z)_220L1 | KLP(I)(Z)>MP(I)(Z)_220L2 | KLP(I)(Z)>RAT(I)(Z)_110L1 | KLP(I)(Z)>TB(I)(Z)_110L1 | KLP(I)(Z)>TB(I)(Z)_110L2 | KLP(I)(Z)>TB(I)(Z)_220L1 | KLP(I)(Z)>TB(I)(Z)_220L2 | KLP(I)(Z)>TRL(I)(Z)_110L1 | KLP(I)(Z)>TRL(I)(Z)_110L2 | KLS(I)(Z)>KKY(I)(Z)_110L1 | KMT(N)(Z)>SLK(N)(Z)_110L1 | KMT(N)(Z)>STR(N)(Z)_110L1 | KNR(I)(Z)>BYH(I)(Z)_220L1 | KNR(I)(Z)>TRI(I)(Z)_110L1 | KNR(I)(Z)>TRI(I)(Z)_110L2 | KNY(I)(Z)>BUF(I)(Z)_110L1 | KNY(I)(Z)>KLH(I)(Z)_110L1 | KNY(I)(Z)>SAL(I)(Z)_110L1 | KNY(I)(Z)>SCR(I)(Z)_110L1 | KNY(I)(Z)>UGL(I)(Z)_110L1 | KPS(N)(Z)>TAN(N)(Z)_275L1 | KRA(I)(Z)>BAR(I)(T)_110L1 | KRA(I)(Z)>LGT(I)(T)_110L1 | KRA(I)(Z)>MEN(I)(Z)_110L1 | KRA(I)(Z)>MID(I)(Z)_110L1 | KRA(I)(Z)>RAF(I)(Z)_220L1 | KRA(I)(Z)>WHO(I)(Z)_110L1 | KTL(I)(Z)>MAY(I)(Z)_110L1 | KTL(I)(Z)>MON(I)(Z)_110L1 | KTN(I)(Z)>WAT(I)(Z)_110L1 | KUD(I)(Z)>CBT(I)(Z)_110L1 | KUR(I)(Z)>NAV(I)(Z)_110L1 | KYT(I)(Z)>MAY(I)(Z)_220L1 | KYT(I)(Z)>WOO(I)(Z)_220L1 | LA(I)(Z)>MUL(I)(Z)_110L1 | LA(I)(Z)>RIC(I)(Z)_110L1 | LA(I)(Z)>RIC(I)(Z)_110L2 | LA(I)(Z)>SLB(I)(Z)_110L1 | LNA(I)(Z)>TIV(I)(Z)_110L1 | LCK(I)(Z)>MUL(I)(Z)_110L1 | LET(I)(Z)>GOL(I)(T)_110L1 | LET(I)(Z)>STR(N)(Z)_110L1 | LET(I)(Z)>TIV(I)(Z)_110L1 | LET(I)(Z)>TLK(I)(Z)_110L1 | LET(I)(Z)>LNA(I)(Z)_110L1 | LIB(I)(Z)>MR(I)(Z)_110L1 | LIB(I)(Z)>MR(I)(Z)_110L2 | LIM(I)(Z)>MTN(I)(Z)_110L1 | LIM(I)(Z)>RAT(I)(Z)_110L1 | LIS(I)(Z)>LOU(I)(Z)_110L1 | LIS(I)(Z)>LSA(I)(T)_110L1 | LSA(I)(T)>SKL(I)(Z)_110L1 | LIS(N)(Z)>TAN(N)(Z)_110L1 | LIS(N)(Z)>TAN(N)(Z)_110L2 | LOU(I)(Z)>MLN(I)(Z)_110L1 | LOU(I)(Z)>MTH(I)(Z)_110L1 | LOU(I)(Z)>RRU(I)(Z)_110L1 | LOU(I)(Z)>TAN(N)(Z)_275L1 | LOU(I)(Z)>TAN(N)(Z)_275L2 | LOU(I)(Z)>WOO(I)(Z)_220L1 | LSA(I)(Z)>LSA(I)(T)_110L1 | LSN(I)(Z)>THU(I)(Z)_110L1 | MAG(N)(Z)>TMN(N)(Z)_275L1 | MAG(N)(Z)>TMN(N)(Z)_275L2 | MAY(I)(Z)>BLK(I)(Z)_110L1 | MAY(I)(Z)>GRI(I)(Z)_110L1 | MAY(I)(Z)>RNW(I)(Z)_110L1 | MAY(I)(Z)>RYB(I)(Z)_110L1 | MAY(I)(Z)>SH(I)(Z)_220L1 | MAY(I)(Z)>TH(I)(Z)_220L1 | MAY(I)(Z)>WOO(I)(Z)_220L1 | MCD(I)(Z)>NQS(I)(Z)_110L1 | MCD(I)(Z)>WOL(I)(Z)_110L1 | MHL(I)(Z)>RE(I)(Z)_110L1 | MHL(I)(Z)>TRN(I)(Z)_110L1 | MID(I)(Z)>WHI(I)(Z)_110L1 | MID(I)(Z)>LGT(I)(Z)_110L1 | MIL(I)(Z)>RE(I)(Z)_110L1 | MIL(I)(Z)>RE(I)(Z)_110L2 | MKL(N)(Z)>OMA(N)(Z)_110L1 | MLC(I)(Z)>TSB(I)(Z)_110L1 | MNH(I)(Z)>MTA(I)(Z)_110L1 | MOY(I)(Z)>TAW(I)(Z)_110L1 | MOY(I)(Z)>TAW(I)(Z)_110L2 | MP(I)(Z)>OST(I)(Z)_380L1 | MP(I)(Z)>PRO(I)(Z)_220L1 | MP(I)(Z)>TBK(I)(T)_110L1 | MR(I)(Z)>TBG(I)(Z)_110L1 | MR(I)(Z)>TBG(I)(Z)_110L2 | MTN(I)(Z)>MUN(I)(Z)_110L1 | MTN(I)(Z)>MUN(I)(Z)_110L2 | NEW(I)(Z)>BLK(I)(Z)_110L1 | NEW(I)(Z)>PLS(I)(Z)_110L1 | NEW(N)(Z)>TAN(N)(Z)_110L1 | NEW(N)(Z)>TAN(N)(Z)_110L2 | NQS(I)(Z)>RE(I)(Z)_110L1 | NW(I)(Z)>PB(I)(Z)_220L1 | OMA(N)(Z)>STR(N)(Z)_110L1 | OMA(N)(Z)>STR(N)(Z)_110L2 | OMA(N)(Z)>TRE(N)(Z)_110L1 | ONH(I)(Z)>MOY(I)(Z)_110L1 | OST(I)(Z)>TYN(I)(Z)_220L1 | OST(I)(Z)>WOO(I)(Z)_380L1 | OUG(I)(Z)>OUG(I)(T)_110L1 | PA(I)(Z)>STR(I)(T)_110L1 | PB(I)(Z)>CKM(I)(Z)_220L1 | PB(I)(Z)>RE(I)(Z)_110L1 | PB(I)(Z)>RE(I)(Z)_110L2 | PB(I)(Z)>SHL(I)(Z)_220L1 | PLA(I)(Z)>OBE(I)(Z)_220L1 | PPT(I)(Z)>PLS(I)(Z)_110L1 | PRO(I)(Z)>TB(I)(Z)_220L1 | RAF(I)(Z)>RSY(I)(Z)_110L1 | RAF(I)(Z)>TBG(I)(Z)_110L1 | RAF(I)(Z)>TBG(I)(Z)_110L2 | RE(I)(Z)>WBK(I)(Z)_110L1 | REM(I)(Z)>TRL(I)(Z)_110L1 | RNW(I)(Z)>DFR(I)(T)_110L1 | RRU(I)(Z)>SKL(I)(Z)_110L1 | SBH(I)(Z)>MCE(I)(Z)_110L1 | SH(I)(Z)>DAL(I)(T)_110L1 | SH(I)(Z)>IKE(I)(T)_110L1 | SH(I)(Z)>SOM(I)(T)_110L1 | SLI(I)(Z)>SRA(I)(Z)_110L1 | SLI(I)(Z)>SRA(I)(Z)_110L2 | SOM(I)(Z)>SOM(I)(T)_110L1 | SOR(I)(Z)>TLK(I)(Z)_110L1 | STR(I)(Z)>STR(I)(T)_110L1 | TAN(N)(Z)>TMN(N)(Z)_275L1 | TAN(N)(Z)>TMN(N)(Z)_275L2 | TAN(N)(Z)>WAR(N)(Z)_110L1 | TAN(N)(Z)>WAR(N)(Z)_110L2 | TBK(I)(Z)>TBK(I)(T)_110L1 | THU(I)(Z)>IKE(I)(T)_110L1 | TRE(N)(Z)>TMN(N)(Z)_110L1 | TRL(I)(Z)>OUG(I)(T)_110L1 | WOO(I)(Z)>PRT(I)(Z)_380L1
05/07/25 00:00 | 99 | 99 | 178 | 145 | 536 | 393 | 393 | 593 | 434 | 99 | 140 | 103 | 109 | 105 | 99 | 187 | 187 | 187 | 104 | 112 | 105 | 82 | 82 | 105 | 105 | 99 | 178 | 434 | 434 | 34 | 120 | 120 | 104 | 178 | 178 | 178 | 178 | 120 | 178 | 99 | 178 | 140 | 140 | 99 | 105 | 99 | 96 | 96 | 178 | 178 | 120 | 120 | 178 | 178 | 178 | 105 | 99 | 99 | 99 | 82 | 82 | 136 | 140 | 130 | 99 | 122 | 196 | 178 | 136 | 178 | 124 | 178 | 178 | 178 | 99 | 136 | 195 | 178 | 178 | 192 | 187 | 120 | 187 | 187 | 187 | 119 | 119 | 570 | 570 | 140 | 140 | 842 | 105 | 109 | 109 | 82 | 82 | 75 | 75 | 178 | 178 | 178 | 178 | 82 | 82 | 710 | 69 | 70 | 710 | 710 | 710 | 144 | 63 | 99 | 570 | 570 | 178 | 200 | 109 | 109 | 79 | 79 | 434 | 740 | 228 | 115 | 195 | 124 | 80 | 120 | 105 | 178 | 178 | 178 | 69 | 70 | 69 | 69 | 132 | 132 | 710 | 710 | 66 | 66 | 710 | 109 | 109 | 82 | 82 | 144 | 144 | 710 | 178 | 124 | 99 | 99 | 99 | 761 | 187 | 761 | 761 | 761 | 178 | 178 | 115 | 434 | 434 | 555 | 123 | 178 | 130 | 178 | 103 | 238 | 434 | 178 | 132 | 178 | 144 | 144 | 140 | 140 | 136 | 178 | 178 | 178 | 196 | 178 | 178 | 178 | 130 | 99 | 136 | 178 | 105 | 187 | 187 | 187 | 105 | 130 | 434 | 105 | 105 | 593 | 119 | 178 | 120 | 178 | 178 | 178 | 646 | 161 | 161 | 434 | 434 | 187 | 124 | 99 | 105 | 63 | 178 | 187 | 136 | 187 | 187 | 99 | 99 | 105 | 178 | 178 | 1577 | 1577 | 143 | 104 | 82 | 82 | 82 | 82 | 186 | 124 | 136 | 99 | 178 | 178 | 99 | 99 | 105 | 105 | 99 | 99 | 100 | 100 | 200 | 143 | 82 | 82 | 82 | 412 | 412 | 82 | 82 | 109 | 178 | 99 | 82 | 109 | 140 | 140 | 196 | 178 | 178 | 99 | 178 | 350 | 99 | 99 | 99 | 392 | 97 | 99 | 761 | 178 | 124 | 103 | 178 | 746 | 646 | 178 | 178 | 178 | 178 | 190 | 105 | 136 | 134 | 136 | 136 | 99 | 105 | 99 | 105 | 99 | 99 | 99 | 74 | 74 | 99 | 178 | 178 | 99 | 104 | 178 | 178 | 211 | 196 | 69 | 69 | 144 | 144 | 103 | 99 | 99 | 82 | 82 | 82 | 82 | 82 | 99 | 79 | 79 | 108 | 109 | 109 | 99 | 99 | 99 | 178 | 393 | 350 | 350 | 434 | 1283 | 351 | 140 | 140 | 140 | 186 | 157 | 144 | 186 | 195 | 105 | 119 | 593 | 119 | 332 | 120 | 80 | 536 | 105 | 144 | 144 | 105 | 384 | 99 | 99 | 434 | 98 | 107 | 140 | 107 | 140 | 99 | 99 | 178 | 103 | 103 | 103 | 120 | 120 | 570 | 99 | 393 | 434 | 593 | 178 | 178 | 178 | 178 | 136 | 122 | 82 | 82 | 105 | 434 | 350 | 99 | 99 | 99 | 99 | 99 | 99 | 200 | 200 | 119 | 105 | 105 | 195 | 710 | 82 | 80 | 107 | 140 | 136 | 136 | 104 | 196 | 80 | 562 | 120 | 267 | 351 | 593 | 178 | 99 | 134 | 103 | 103 | 710 | 710 | 710 | 185 | 178 | 99 | 178 | 178 | 119 | 120 | 136 | 434 | 512 | 99 | 80 | 269 | 178 | 140 | 136 | 731 | 731 | 660 | 660 | 136 | 99 | 99 | 350 | 350 | 99 | 178 | 99 | 109 | 143 | 434 | 178 | 99 | 140 | 190 | 195 | 135 | 195 | 710 | 136 | 105 | 124 | 99 | 353 | 178 | 99 | 136 | 99 | 187 | 99 | 761 | 761 | 99 | 99 | 99 | 99 | 136 | 124 | 99 | 99 | 136 | 105 | 136 | 100 | 99 | 178 | 99 | 99 | 99 | 99 | 82 | 80 | 99 | 99 | 95 | 710 | 710 | 350 | 120 | 104 | 710 | 710 | 99 | 99 | 80 | 178 | 269 | 325 | 350 | 119 | 120 | 140 | 140 | 99 | 105 | 100 | 120 | 139 | 135 | 190 | 99 | 99 | 1283 | 537 | 178 | 178 | 178 | 105 | 105 | 136 | 105 | 82 | 82 | 119 | 332 | 109 | 82 | 186 | 105 | 434 | 1577 | 105 | 105 | 267 | 269 | 269 | 593 | 178 | 136 | 467 | 63 | 195 | 178 | 125 | 125 | 99 | 95 | 99 | 178 | 178 | 105 | 99 | 99 | 105 | 105 | 105 | 710 | 710 | 79 | 79 | 105 | 178 | 186 | 178 | 685
05/07/25 00:30 | 99 | 99 | 178 | 145 | 536 | 393 | 393 | 593 | 434 | 99 | 140 | 103 | 109 | 105 | 99 | 187 | 187 | 187 | 104 | 112 | 105 | 82 | 82 | 105 | 105 | 99 | 178 | 434 | 434 | 34 | 120 | 120 | 104 | 178 | 178 | 178 | 178 | 120 | 178 | 99 | 178 | 140 | 140 | 99 | 105 | 99 | 96 | 96 | 178 | 178 | 120 | 120 | 178 | 178 | 178 | 105 | 99 | 99 | 99 | 82 | 82 | 136 | 140 | 130 | 99 | 122 | 196 | 178 | 136 | 178 | 124 | 178 | 178 | 178 | 99 | 136 | 195 | 178 | 178 | 192 | 187 | 120 | 187 | 187 | 187 | 119 | 119 | 570 | 570 | 140 | 140 | 842 | 105 | 109 | 109 | 82 | 82 | 75 | 75 | 178 | 178 | 178 | 178 | 82 | 82 | 710 | 69 | 70 | 710 | 710 | 710 | 144 | 63 | 99 | 570 | 570 | 178 | 200 | 109 | 109 | 79 | 79 | 434 | 740 | 228 | 115 | 195 | 124 | 80 | 120 | 105 | 178 | 178 | 178 | 69 | 70 | 69 | 69 | 132 | 132 | 710 | 710 | 66 | 66 | 710 | 109 | 109 | 82 | 82 | 144 | 144 | 710 | 178 | 124 | 99 | 99 | 99 | 761 | 187 | 761 | 761 | 761 | 178 | 178 | 115 | 434 | 434 | 555 | 123 | 178 | 130 | 178 | 103 | 238 | 434 | 178 | 132 | 178 | 144 | 144 | 140 | 140 | 136 | 178 | 178 | 178 | 196 | 178 | 178 | 178 | 130 | 99 | 136 | 178 | 105 | 187 | 187 | 187 | 105 | 130 | 434 | 105 | 105 | 593 | 119 | 178 | 120 | 178 | 178 | 178 | 646 | 161 | 161 | 434 | 434 | 187 | 124 | 99 | 105 | 63 | 178 | 187 | 136 | 187 | 187 | 99 | 99 | 105 | 178 | 178 | 1577 | 1577 | 143 | 104 | 82 | 82 | 82 | 82 | 186 | 124 | 136 | 99 | 178 | 178 | 99 | 99 | 105 | 105 | 99 | 99 | 100 | 100 | 200 | 143 | 82 | 82 | 82 | 412 | 412 | 82 | 82 | 109 | 178 | 99 | 82 | 109 | 140 | 140 | 196 | 178 | 178 | 99 | 178 | 350 | 99 | 99 | 99 | 392 | 97 | 99 | 761 | 178 | 124 | 103 | 178 | 746 | 646 | 178 | 178 | 178 | 178 | 190 | 105 | 136 | 134 | 136 | 136 | 99 | 105 | 99 | 105 | 99 | 99 | 99 | 74 | 74 | 99 | 178 | 178 | 99 | 104 | 178 | 178 | 211 | 196 | 69 | 69 | 144 | 144 | 103 | 99 | 99 | 82 | 82 | 82 | 82 | 82 | 99 | 79 | 79 | 108 | 109 | 109 | 99 | 99 | 99 | 178 | 393 | 350 | 350 | 434 | 1283 | 351 | 140 | 140 | 140 | 186 | 157 | 144 | 186 | 195 | 105 | 119 | 593 | 119 | 332 | 120 | 80 | 536 | 105 | 144 | 144 | 105 | 384 | 99 | 99 | 434 | 98 | 107 | 140 | 107 | 140 | 99 | 99 | 178 | 103 | 103 | 103 | 120 | 120 | 570 | 99 | 393 | 434 | 593 | 178 | 178 | 178 | 178 | 136 | 122 | 82 | 82 | 105 | 434 | 350 | 99 | 99 | 99 | 99 | 99 | 99 | 200 | 200 | 119 | 105 | 105 | 195 | 710 | 82 | 80 | 107 | 140 | 136 | 136 | 104 | 196 | 80 | 562 | 120 | 267 | 351 | 593 | 178 | 99 | 134 | 103 | 103 | 710 | 710 | 710 | 185 | 178 | 99 | 178 | 178 | 119 | 120 | 136 | 434 | 512 | 99 | 80 | 269 | 178 | 140 | 136 | 731 | 731 | 660 | 660 | 136 | 99 | 99 | 350 | 350 | 99 | 178 | 99 | 109 | 143 | 434 | 178 | 99 | 140 | 190 | 195 | 135 | 195 | 710 | 136 | 105 | 124 | 99 | 353 | 178 | 99 | 136 | 99 | 187 | 99 | 761 | 761 | 99 | 99 | 99 | 99 | 136 | 124 | 99 | 99 | 136 | 105 | 136 | 100 | 99 | 178 | 99 | 99 | 99 | 99 | 82 | 80 | 99 | 99 | 95 | 710 | 710 | 350 | 120 | 104 | 710 | 710 | 99 | 99 | 80 | 178 | 269 | 325 | 350 | 119 | 120 | 140 | 140 | 99 | 105 | 100 | 120 | 139 | 135 | 190 | 99 | 99 | 1283 | 537 | 178 | 178 | 178 | 105 | 105 | 136 | 105 | 82 | 82 | 119 | 332 | 109 | 82 | 186 | 105 | 434 | 1577 | 105 | 105 | 267 | 269 | 269 | 593 | 178 | 136 | 467 | 63 | 195 | 178 | 125 | 125 | 99 | 95 | 99 | 178 | 178 | 105 | 99 | 99 | 105 | 105 | 105 | 710 | 710 | 79 | 79 | 105 | 178 | 186 | 178 | 685
05/07/25 01:00 | 99 | 99 | 178 | 145 | 536 | 393 | 393 | 593 | 434 | 99 | 140 | 103 | 109 | 105 | 99 | 187 | 187 | 187 | 104 | 112 | 105 | 82 | 82 | 105 | 105 | 99 | 178 | 434 | 434 | 34 | 120 | 120 | 104 | 178 | 178 | 178 | 178 | 120 | 178 | 99 | 178 | 140 | 140 | 99 | 105 | 99 | 96 | 96 | 178 | 178 | 120 | 120 | 178 | 178 | 178 | 105 | 99 | 99 | 99 | 82 | 82 | 136 | 140 | 130 | 99 | 122 | 196 | 178 | 136 | 178 | 124 | 178 | 178 | 178 | 99 | 136 | 195 | 178 | 178 | 192 | 187 | 120 | 187 | 187 | 187 | 119 | 119 | 570 | 570 | 140 | 140 | 842 | 105 | 109 | 109 | 82 | 82 | 75 | 75 | 178 | 178 | 178 | 178 | 82 | 82 | 710 | 69 | 70 | 710 | 710 | 710 | 144 | 63 | 99 | 570 | 570 | 178 | 200 | 109 | 109 | 79 | 79 | 434 | 740 | 228 | 115 | 195 | 124 | 80 | 120 | 105 | 178 | 178 | 178 | 69 | 70 | 69 | 69 | 132 | 132 | 710 | 710 | 66 | 66 | 710 | 109 | 109 | 82 | 82 | 144 | 144 | 710 | 178 | 124 | 99 | 99 | 99 | 761 | 187 | 761 | 761 | 761 | 178 | 178 | 115 | 434 | 434 | 555 | 123 | 178 | 130 | 178 | 103 | 238 | 434 | 178 | 132 | 178 | 144 | 144 | 140 | 140 | 136 | 178 | 178 | 178 | 196 | 178 | 178 | 178 | 130 | 99 | 136 | 178 | 105 | 187 | 187 | 187 | 105 | 130 | 434 | 105 | 105 | 593 | 119 | 178 | 120 | 178 | 178 | 178 | 646 | 161 | 161 | 434 | 434 | 187 | 124 | 99 | 105 | 63 | 178 | 187 | 136 | 187 | 187 | 99 | 99 | 105 | 178 | 178 | 1577 | 1577 | 143 | 104 | 82 | 82 | 82 | 82 | 186 | 124 | 136 | 99 | 178 | 178 | 99 | 99 | 105 | 105 | 99 | 99 | 100 | 100 | 200 | 143 | 82 | 82 | 82 | 412 | 412 | 82 | 82 | 109 | 178 | 99 | 82 | 109 | 140 | 140 | 196 | 178 | 178 | 99 | 178 | 350 | 99 | 99 | 99 | 392 | 97 | 99 | 761 | 178 | 124 | 103 | 178 | 746 | 646 | 178 | 178 | 178 | 178 | 190 | 105 | 136 | 134 | 136 | 136 | 99 | 105 | 99 | 105 | 99 | 99 | 99 | 74 | 74 | 99 | 178 | 178 | 99 | 104 | 178 | 178 | 211 | 196 | 69 | 69 | 144 | 144 | 103 | 99 | 99 | 82 | 82 | 82 | 82 | 82 | 99 | 79 | 79 | 108 | 109 | 109 | 99 | 99 | 99 | 178 | 393 | 350 | 350 | 434 | 1283 | 351 | 140 | 140 | 140 | 186 | 157 | 144 | 186 | 195 | 105 | 119 | 593 | 119 | 332 | 120 | 80 | 536 | 105 | 144 | 144 | 105 | 384 | 99 | 99 | 434 | 98 | 107 | 140 | 107 | 140 | 99 | 99 | 178 | 103 | 103 | 103 | 120 | 120 | 570 | 99 | 393 | 434 | 593 | 178 | 178 | 178 | 178 | 136 | 122 | 82 | 82 | 105 | 434 | 350 | 99 | 99 | 99 | 99 | 99 | 99 | 200 | 200 | 119 | 105 | 105 | 195 | 710 | 82 | 80 | 107 | 140 | 136 | 136 | 104 | 196 | 80 | 562 | 120 | 267 | 351 | 593 | 178 | 99 | 134 | 103 | 103 | 710 | 710 | 710 | 185 | 178 | 99 | 178 | 178 | 119 | 120 | 136 | 434 | 512 | 99 | 80 | 269 | 178 | 140 | 136 | 731 | 731 | 660 | 660 | 136 | 99 | 99 | 350 | 350 | 99 | 178 | 99 | 109 | 143 | 434 | 178 | 99 | 140 | 190 | 195 | 135 | 195 | 710 | 136 | 105 | 124 | 99 | 353 | 178 | 99 | 136 | 99 | 187 | 99 | 761 | 761 | 99 | 99 | 99 | 99 | 136 | 124 | 99 | 99 | 136 | 105 | 136 | 100 | 99 | 178 | 99 | 99 | 99 | 99 | 82 | 80 | 99 | 99 | 95 | 710 | 710 | 350 | 120 | 104 | 710 | 710 | 99 | 99 | 80 | 178 | 269 | 325 | 350 | 119 | 120 | 140 | 140 | 99 | 105 | 100 | 120 | 139 | 135 | 190 | 99 | 99 | 1283 | 537 | 178 | 178 | 178 | 105 | 105 | 136 | 105 | 82 | 82 | 119 | 332 | 109 | 82 | 186 | 105 | 434 | 1577 | 105 | 105 | 267 | 269 | 269 | 593 | 178 | 136 | 467 | 63 | 195 | 178 | 125 | 125 | 99 | 95 | 99 | 178 | 178 | 105 | 99 | 99 | 105 | 105 | 105 | 710 | 710 | 79 | 79 | 105 | 178 | 186 | 178 | 685
05/07/25 01:30 | 99 | 99 | 178 | 145 | 536 | 393 | 393 | 593 | 434 | 99 | 140 | 103 | 109 | 105 | 99 | 187 | 187 | 187 | 104 | 112 | 105 | 82 | 82 | 105 | 105 | 99 | 178 | 434 | 434 | 34 | 120 | 120 | 104 | 178 | 178 | 178 | 178 | 120 | 178 | 99 | 178 | 140 | 140 | 99 | 105 | 99 | 96 | 96 | 178 | 178 | 120 | 120 | 178 | 178 | 178 | 105 | 99 | 99 | 99 | 82 | 82 | 136 | 140 | 130 | 99 | 122 | 196 | 178 | 136 | 178 | 124 | 178 | 178 | 178 | 99 | 136 | 195 | 178 | 178 | 192 | 187 | 120 | 187 | 187 | 187 | 119 | 119 | 570 | 570 | 140 | 140 | 842 | 105 | 109 | 109 | 82 | 82 | 75 | 75 | 178 | 178 | 178 | 178 | 82 | 82 | 710 | 69 | 70 | 710 | 710 | 710 | 144 | 63 | 99 | 570 | 570 | 178 | 200 | 109 | 109 | 79 | 79 | 434 | 740 | 228 | 115 | 195 | 124 | 80 | 120 | 105 | 178 | 178 | 178 | 69 | 70 | 69 | 69 | 132 | 132 | 710 | 710 | 66 | 66 | 710 | 109 | 109 | 82 | 82 | 144 | 144 | 710 | 178 | 124 | 99 | 99 | 99 | 761 | 187 | 761 | 761 | 761 | 178 | 178 | 115 | 434 | 434 | 555 | 123 | 178 | 130 | 178 | 103 | 238 | 434 | 178 | 132 | 178 | 144 | 144 | 140 | 140 | 136 | 178 | 178 | 178 | 196 | 178 | 178 | 178 | 130 | 99 | 136 | 178 | 105 | 187 | 187 | 187 | 105 | 130 | 434 | 105 | 105 | 593 | 119 | 178 | 120 | 178 | 178 | 178 | 646 | 161 | 161 | 434 | 434 | 187 | 124 | 99 | 105 | 63 | 178 | 187 | 136 | 187 | 187 | 99 | 99 | 105 | 178 | 178 | 1577 | 1577 | 143 | 104 | 82 | 82 | 82 | 82 | 186 | 124 | 136 | 99 | 178 | 178 | 99 | 99 | 105 | 105 | 99 | 99 | 100 | 100 | 200 | 143 | 82 | 82 | 82 | 412 | 412 | 82 | 82 | 109 | 178 | 99 | 82 | 109 | 140 | 140 | 196 | 178 | 178 | 99 | 178 | 350 | 99 | 99 | 99 | 392 | 97 | 99 | 761 | 178 | 124 | 103 | 178 | 746 | 646 | 178 | 178 | 178 | 178 | 190 | 105 | 136 | 134 | 136 | 136 | 99 | 105 | 99 | 105 | 99 | 99 | 99 | 74 | 74 | 99 | 178 | 178 | 99 | 104 | 178 | 178 | 211 | 196 | 69 | 69 | 144 | 144 | 103 | 99 | 99 | 82 | 82 | 82 | 82 | 82 | 99 | 79 | 79 | 108 | 109 | 109 | 99 | 99 | 99 | 178 | 393 | 350 | 350 | 434 | 1283 | 351 | 140 | 140 | 140 | 186 | 157 | 144 | 186 | 195 | 105 | 119 | 593 | 119 | 332 | 120 | 80 | 536 | 105 | 144 | 144 | 105 | 384 | 99 | 99 | 434 | 98 | 107 | 140 | 107 | 140 | 99 | 99 | 178 | 103 | 103 | 103 | 120 | 120 | 570 | 99 | 393 | 434 | 593 | 178 | 178 | 178 | 178 | 136 | 122 | 82 | 82 | 105 | 434 | 350 | 99 | 99 | 99 | 99 | 99 | 99 | 200 | 200 | 119 | 105 | 105 | 195 | 710 | 82 | 80 | 107 | 140 | 136 | 136 | 104 | 196 | 80 | 562 | 120 | 267 | 351 | 593 | 178 | 99 | 134 | 103 | 103 | 710 | 710 | 710 | 185 | 178 | 99 | 178 | 178 | 119 | 120 | 136 | 434 | 512 | 99 | 80 | 269 | 178 | 140 | 136 | 731 | 731 | 660 | 660 | 136 | 99 | 99 | 350 | 350 | 99 | 178 | 99 | 109 | 143 | 434 | 178 | 99 | 140 | 190 | 195 | 135 | 195 | 710 | 136 | 105 | 124 | 99 | 353 | 178 | 99 | 136 | 99 | 187 | 99 | 761 | 761 | 99 | 99 | 99 | 99 | 136 | 124 | 99 | 99 | 136 | 105 | 136 | 100 | 99 | 178 | 99 | 99 | 99 | 99 | 82 | 80 | 99 | 99 | 95 | 710 | 710 | 350 | 120 | 104 | 710 | 710 | 99 | 99 | 80 | 178 | 269 | 325 | 350 | 119 | 120 | 140 | 140 | 99 | 105 | 100 | 120 | 139 | 135 | 190 | 99 | 99 | 1283 | 537 | 178 | 178 | 178 | 105 | 105 | 136 | 105 | 82 | 82 | 119 | 332 | 109 | 82 | 186 | 105 | 434 | 1577 | 105 | 105 | 267 | 269 | 269 | 593 | 178 | 136 | 467 | 63 | 195 | 178 | 125 | 125 | 99 | 95 | 99 | 178 | 178 | 105 | 99 | 99 | 105 | 105 | 105 | 710 | 710 | 79 | 79 | 105 | 178 | 186 | 178 | 685
05/07/25 02:00 | 99 | 99 | 178 | 145 | 536 | 393 | 393 | 593 | 434 | 99 | 140 | 103 | 109 | 105 | 99 | 187 | 187 | 187 | 104 | 112 | 105 | 82 | 82 | 105 | 105 | 99 | 178 | 434 | 434 | 34 | 120 | 120 | 104 | 178 | 178 | 178 | 178 | 120 | 178 | 99 | 178 | 140 | 140 | 99 | 105 | 99 | 96 | 96 | 178 | 178 | 120 | 120 | 178 | 178 | 178 | 105 | 99 | 99 | 99 | 82 | 82 | 136 | 140 | 130 | 99 | 122 | 196 | 178 | 136 | 178 | 124 | 178 | 178 | 178 | 99 | 136 | 195 | 178 | 178 | 192 | 187 | 120 | 187 | 187 | 187 | 119 | 119 | 570 | 570 | 140 | 140 | 842 | 105 | 109 | 109 | 82 | 82 | 75 | 75 | 178 | 178 | 178 | 178 | 82 | 82 | 710 | 69 | 70 | 710 | 710 | 710 | 144 | 63 | 99 | 570 | 570 | 178 | 200 | 109 | 109 | 79 | 79 | 434 | 740 | 228 | 115 | 195 | 124 | 80 | 120 | 105 | 178 | 178 | 178 | 69 | 70 | 69 | 69 | 132 | 132 | 710 | 710 | 66 | 66 | 710 | 109 | 109 | 82 | 82 | 144 | 144 | 710 | 178 | 124 | 99 | 99 | 99 | 761 | 187 | 761 | 761 | 761 | 178 | 178 | 115 | 434 | 434 | 555 | 123 | 178 | 130 | 178 | 103 | 238 | 434 | 178 | 132 | 178 | 144 | 144 | 140 | 140 | 136 | 178 | 178 | 178 | 196 | 178 | 178 | 178 | 130 | 99 | 136 | 178 | 105 | 187 | 187 | 187 | 105 | 130 | 434 | 105 | 105 | 593 | 119 | 178 | 120 | 178 | 178 | 178 | 646 | 161 | 161 | 434 | 434 | 187 | 124 | 99 | 105 | 63 | 178 | 187 | 136 | 187 | 187 | 99 | 99 | 105 | 178 | 178 | 1577 | 1577 | 143 | 104 | 82 | 82 | 82 | 82 | 186 | 124 | 136 | 99 | 178 | 178 | 99 | 99 | 105 | 105 | 99 | 99 | 100 | 100 | 200 | 143 | 82 | 82 | 82 | 412 | 412 | 82 | 82 | 109 | 178 | 99 | 82 | 109 | 140 | 140 | 196 | 178 | 178 | 99 | 178 | 350 | 99 | 99 | 99 | 392 | 97 | 99 | 761 | 178 | 124 | 103 | 178 | 746 | 646 | 178 | 178 | 178 | 178 | 190 | 105 | 136 | 134 | 136 | 136 | 99 | 105 | 99 | 105 | 99 | 99 | 99 | 74 | 74 | 99 | 178 | 178 | 99 | 104 | 178 | 178 | 211 | 196 | 69 | 69 | 144 | 144 | 103 | 99 | 99 | 82 | 82 | 82 | 82 | 82 | 99 | 79 | 79 | 108 | 109 | 109 | 99 | 99 | 99 | 178 | 393 | 350 | 350 | 434 | 1283 | 351 | 140 | 140 | 140 | 186 | 157 | 144 | 186 | 195 | 105 | 119 | 593 | 119 | 332 | 120 | 80 | 536 | 105 | 144 | 144 | 105 | 384 | 99 | 99 | 434 | 98 | 107 | 140 | 107 | 140 | 99 | 99 | 178 | 103 | 103 | 103 | 120 | 120 | 570 | 99 | 393 | 434 | 593 | 178 | 178 | 178 | 178 | 136 | 122 | 82 | 82 | 105 | 434 | 350 | 99 | 99 | 99 | 99 | 99 | 99 | 200 | 200 | 119 | 105 | 105 | 195 | 710 | 82 | 80 | 107 | 140 | 136 | 136 | 104 | 196 | 80 | 562 | 120 | 267 | 351 | 593 | 178 | 99 | 134 | 103 | 103 | 710 | 710 | 710 | 185 | 178 | 99 | 178 | 178 | 119 | 120 | 136 | 434 | 512 | 99 | 80 | 269 | 178 | 140 | 136 | 731 | 731 | 660 | 660 | 136 | 99 | 99 | 350 | 350 | 99 | 178 | 99 | 109 | 143 | 434 | 178 | 99 | 140 | 190 | 195 | 135 | 195 | 710 | 136 | 105 | 124 | 99 | 353 | 178 | 99 | 136 | 99 | 187 | 99 | 761 | 761 | 99 | 99 | 99 | 99 | 136 | 124 | 99 | 99 | 136 | 105 | 136 | 100 | 99 | 178 | 99 | 99 | 99 | 99 | 82 | 80 | 99 | 99 | 95 | 710 | 710 | 350 | 120 | 104 | 710 | 710 | 99 | 99 | 80 | 178 | 269 | 325 | 350 | 119 | 120 | 140 | 140 | 99 | 105 | 100 | 120 | 139 | 135 | 190 | 99 | 99 | 1283 | 537 | 178 | 178 | 178 | 105 | 105 | 136 | 105 | 82 | 82 | 119 | 332 | 109 | 82 | 186 | 105 | 434 | 1577 | 105 | 105 | 267 | 269 | 269 | 593 | 178 | 136 | 467 | 63 | 195 | 178 | 125 | 125 | 99 | 95 | 99 | 178 | 178 | 105 | 99 | 99 | 105 | 105 | 105 | 710 | 710 | 79 | 79 | 105 | 178 | 186 | 178 | 685
05/07/25 02:30 | 99 | 99 | 178 | 145 | 536 | 393 | 393 | 593 | 434 | 99 | 140 | 103 | 109 | 105 | 99 | 187 | 187 | 187 | 104 | 112 | 105 | 82 | 82 | 105 | 105 | 99 | 178 | 434 | 434 | 34 | 120 | 120 | 104 | 178 | 178 | 178 | 178 | 120 | 178 | 99 | 178 | 140 | 140 | 99 | 105 | 99 | 96 | 96 | 178 | 178 | 120 | 120 | 178 | 178 | 178 | 105 | 99 | 99 | 99 | 82 | 82 | 136 | 140 | 130 | 99 | 122 | 196 | 178 | 136 | 178 | 124 | 178 | 178 | 178 | 99 | 136 | 195 | 178 | 178 | 192 | 187 | 120 | 187 | 187 | 187 | 119 | 119 | 570 | 570 | 140 | 140 | 842 | 105 | 109 | 109 | 82 | 82 | 75 | 75 | 178 | 178 | 178 | 178 | 82 | 82 | 710 | 69 | 70 | 710 | 710 | 710 | 144 | 63 | 99 | 570 | 570 | 178 | 200 | 109 | 109 | 79 | 79 | 434 | 740 | 228 | 115 | 195 | 124 | 80 | 120 | 105 | 178 | 178 | 178 | 69 | 70 | 69 | 69 | 132 | 132 | 710 | 710 | 66 | 66 | 710 | 109 | 109 | 82 | 82 | 144 | 144 | 710 | 178 | 124 | 99 | 99 | 99 | 761 | 187 | 761 | 761 | 761 | 178 | 178 | 115 | 434 | 434 | 555 | 123 | 178 | 130 | 178 | 103 | 238 | 434 | 178 | 132 | 178 | 144 | 144 | 140 | 140 | 136 | 178 | 178 | 178 | 196 | 178 | 178 | 178 | 130 | 99 | 136 | 178 | 105 | 187 | 187 | 187 | 105 | 130 | 434 | 105 | 105 | 593 | 119 | 178 | 120 | 178 | 178 | 178 | 646 | 161 | 161 | 434 | 434 | 187 | 124 | 99 | 105 | 63 | 178 | 187 | 136 | 187 | 187 | 99 | 99 | 105 | 178 | 178 | 1577 | 1577 | 143 | 104 | 82 | 82 | 82 | 82 | 186 | 124 | 136 | 99 | 178 | 178 | 99 | 99 | 105 | 105 | 99 | 99 | 100 | 100 | 200 | 143 | 82 | 82 | 82 | 412 | 412 | 82 | 82 | 109 | 178 | 99 | 82 | 109 | 140 | 140 | 196 | 178 | 178 | 99 | 178 | 350 | 99 | 99 | 99 | 392 | 97 | 99 | 761 | 178 | 124 | 103 | 178 | 746 | 646 | 178 | 178 | 178 | 178 | 190 | 105 | 136 | 134 | 136 | 136 | 99 | 105 | 99 | 105 | 99 | 99 | 99 | 74 | 74 | 99 | 178 | 178 | 99 | 104 | 178 | 178 | 211 | 196 | 69 | 69 | 144 | 144 | 103 | 99 | 99 | 82 | 82 | 82 | 82 | 82 | 99 | 79 | 79 | 108 | 109 | 109 | 99 | 99 | 99 | 178 | 393 | 350 | 350 | 434 | 1283 | 351 | 140 | 140 | 140 | 186 | 157 | 144 | 186 | 195 | 105 | 119 | 593 | 119 | 332 | 120 | 80 | 536 | 105 | 144 | 144 | 105 | 384 | 99 | 99 | 434 | 98 | 107 | 140 | 107 | 140 | 99 | 99 | 178 | 103 | 103 | 103 | 120 | 120 | 570 | 99 | 393 | 434 | 593 | 178 | 178 | 178 | 178 | 136 | 122 | 82 | 82 | 105 | 434 | 350 | 99 | 99 | 99 | 99 | 99 | 99 | 200 | 200 | 119 | 105 | 105 | 195 | 710 | 82 | 80 | 107 | 140 | 136 | 136 | 104 | 196 | 80 | 562 | 120 | 267 | 351 | 593 | 178 | 99 | 134 | 103 | 103 | 710 | 710 | 710 | 185 | 178 | 99 | 178 | 178 | 119 | 120 | 136 | 434 | 512 | 99 | 80 | 269 | 178 | 140 | 136 | 731 | 731 | 660 | 660 | 136 | 99 | 99 | 350 | 350 | 99 | 178 | 99 | 109 | 143 | 434 | 178 | 99 | 140 | 190 | 195 | 135 | 195 | 710 | 136 | 105 | 124 | 99 | 353 | 178 | 99 | 136 | 99 | 187 | 99 | 761 | 761 | 99 | 99 | 99 | 99 | 136 | 124 | 99 | 99 | 136 | 105 | 136 | 100 | 99 | 178 | 99 | 99 | 99 | 99 | 82 | 80 | 99 | 99 | 95 | 710 | 710 | 350 | 120 | 104 | 710 | 710 | 99 | 99 | 80 | 178 | 269 | 325 | 350 | 119 | 120 | 140 | 140 | 99 | 105 | 100 | 120 | 139 | 135 | 190 | 99 | 99 | 1283 | 537 | 178 | 178 | 178 | 105 | 105 | 136 | 105 | 82 | 82 | 119 | 332 | 109 | 82 | 186 | 105 | 434 | 1577 | 105 | 105 | 267 | 269 | 269 | 593 | 178 | 136 | 467 | 63 | 195 | 178 | 125 | 125 | 99 | 95 | 99 | 178 | 178 | 105 | 99 | 99 | 105 | 105 | 105 | 710 | 710 | 79 | 79 | 105 | 178 | 186 | 178 | 685
05/07/25 03:00 | 99 | 99 | 178 | 145 | 536 | 393 | 393 | 593 | 434 | 99 | 140 | 103 | 109 | 105 | 99 | 187 | 187 | 187 | 104 | 112 | 105 | 82 | 82 | 105 | 105 | 99 | 178 | 434 | 434 | 34 | 120 | 120 | 104 | 178 | 178 | 178 | 178 | 120 | 178 | 99 | 178 | 140 | 140 | 99 | 105 | 99 | 96 | 96 | 178 | 178 | 120 | 120 | 178 | 178 | 178 | 105 | 99 | 99 | 99 | 82 | 82 | 136 | 140 | 130 | 99 | 122 | 196 | 178 | 136 | 178 | 124 | 178 | 178 | 178 | 99 | 136 | 195 | 178 | 178 | 192 | 187 | 120 | 187 | 187 | 187 | 119 | 119 | 570 | 570 | 140 | 140 | 842 | 105 | 109 | 109 | 82 | 82 | 75 | 75 | 178 | 178 | 178 | 178 | 82 | 82 | 710 | 69 | 70 | 710 | 710 | 710 | 144 | 63 | 99 | 570 | 570 | 178 | 200 | 109 | 109 | 79 | 79 | 434 | 740 | 228 | 115 | 195 | 124 | 80 | 120 | 105 | 178 | 178 | 178 | 69 | 70 | 69 | 69 | 132 | 132 | 710 | 710 | 66 | 66 | 710 | 109 | 109 | 82 | 82 | 144 | 144 | 710 | 178 | 124 | 99 | 99 | 99 | 761 | 187 | 761 | 761 | 761 | 178 | 178 | 115 | 434 | 434 | 555 | 123 | 178 | 130 | 178 | 103 | 238 | 434 | 178 | 132 | 178 | 144 | 144 | 140 | 140 | 136 | 178 | 178 | 178 | 196 | 178 | 178 | 178 | 130 | 99 | 136 | 178 | 105 | 187 | 187 | 187 | 105 | 130 | 434 | 105 | 105 | 593 | 119 | 178 | 120 | 178 | 178 | 178 | 646 | 161 | 161 | 434 | 434 | 187 | 124 | 99 | 105 | 63 | 178 | 187 | 136 | 187 | 187 | 99 | 99 | 105 | 178 | 178 | 1577 | 1577 | 143 | 104 | 82 | 82 | 82 | 82 | 186 | 124 | 136 | 99 | 178 | 178 | 99 | 99 | 105 | 105 | 99 | 99 | 100 | 100 | 200 | 143 | 82 | 82 | 82 | 412 | 412 | 82 | 82 | 109 | 178 | 99 | 82 | 109 | 140 | 140 | 196 | 178 | 178 | 99 | 178 | 350 | 99 | 99 | 99 | 392 | 97 | 99 | 761 | 178 | 124 | 103 | 178 | 746 | 646 | 178 | 178 | 178 | 178 | 190 | 105 | 136 | 134 | 136 | 136 | 99 | 105 | 99 | 105 | 99 | 99 | 99 | 74 | 74 | 99 | 178 | 178 | 99 | 104 | 178 | 178 | 211 | 196 | 69 | 69 | 144 | 144 | 103 | 99 | 99 | 82 | 82 | 82 | 82 | 82 | 99 | 79 | 79 | 108 | 109 | 109 | 99 | 99 | 99 | 178 | 393 | 350 | 350 | 434 | 1283 | 351 | 140 | 140 | 140 | 186 | 157 | 144 | 186 | 195 | 105 | 119 | 593 | 119 | 332 | 120 | 80 | 536 | 105 | 144 | 144 | 105 | 384 | 99 | 99 | 434 | 98 | 107 | 140 | 107 | 140 | 99 | 99 | 178 | 103 | 103 | 103 | 120 | 120 | 570 | 99 | 393 | 434 | 593 | 178 | 178 | 178 | 178 | 136 | 122 | 82 | 82 | 105 | 434 | 350 | 99 | 99 | 99 | 99 | 99 | 99 | 200 | 200 | 119 | 105 | 105 | 195 | 710 | 82 | 80 | 107 | 140 | 136 | 136 | 104 | 196 | 80 | 562 | 120 | 267 | 351 | 593 | 178 | 99 | 134 | 103 | 103 | 710 | 710 | 710 | 185 | 178 | 99 | 178 | 178 | 119 | 120 | 136 | 434 | 512 | 99 | 80 | 269 | 178 | 140 | 136 | 731 | 731 | 660 | 660 | 136 | 99 | 99 | 350 | 350 | 99 | 178 | 99 | 109 | 143 | 434 | 178 | 99 | 140 | 190 | 195 | 135 | 195 | 710 | 136 | 105 | 124 | 99 | 353 | 178 | 99 | 136 | 99 | 187 | 99 | 761 | 761 | 99 | 99 | 99 | 99 | 136 | 124 | 99 | 99 | 136 | 105 | 136 | 100 | 99 | 178 | 99 | 99 | 99 | 99 | 82 | 80 | 99 | 99 | 95 | 710 | 710 | 350 | 120 | 104 | 710 | 710 | 99 | 99 | 80 | 178 | 269 | 325 | 350 | 119 | 120 | 140 | 140 | 99 | 105 | 100 | 120 | 139 | 135 | 190 | 99 | 99 | 1283 | 537 | 178 | 178 | 178 | 105 | 105 | 136 | 105 | 82 | 82 | 119 | 332 | 109 | 82 | 186 | 105 | 434 | 1577 | 105 | 105 | 267 | 269 | 269 | 593 | 178 | 136 | 467 | 63 | 195 | 178 | 125 | 125 | 99 | 95 | 99 | 178 | 178 | 105 | 99 | 99 | 105 | 105 | 105 | 710 | 710 | 79 | 79 | 105 | 178 | 186 | 178 | 685
05/07/25 03:30 | 99 | 99 | 178 | 145 | 536 | 393 | 393 | 593 | 434 | 99 | 140 | 103 | 109 | 105 | 99 | 187 | 187 | 187 | 104 | 112 | 105 | 82 | 82 | 105 | 105 | 99 | 178 | 434 | 434 | 34 | 120 | 120 | 104 | 178 | 178 | 178 | 178 | 120 | 178 | 99 | 178 | 140 | 140 | 99 | 105 | 99 | 96 | 96 | 178 | 178 | 120 | 120 | 178 | 178 | 178 | 105 | 99 | 99 | 99 | 82 | 82 | 136 | 140 | 130 | 99 | 122 | 196 | 178 | 136 | 178 | 124 | 178 | 178 | 178 | 99 | 136 | 195 | 178 | 178 | 192 | 187 | 120 | 187 | 187 | 187 | 119 | 119 | 570 | 570 | 140 | 140 | 842 | 105 | 109 | 109 | 82 | 82 | 75 | 75 | 178 | 178 | 178 | 178 | 82 | 82 | 710 | 69 | 70 | 710 | 710 | 710 | 144 | 63 | 99 | 570 | 570 | 178 | 200 | 109 | 109 | 79 | 79 | 434 | 740 | 228 | 115 | 195 | 124 | 80 | 120 | 105 | 178 | 178 | 178 | 69 | 70 | 69 | 69 | 132 | 132 | 710 | 710 | 66 | 66 | 710 | 109 | 109 | 82 | 82 | 144 | 144 | 710 | 178 | 124 | 99 | 99 | 99 | 761 | 187 | 761 | 761 | 761 | 178 | 178 | 115 | 434 | 434 | 555 | 123 | 178 | 130 | 178 | 103 | 238 | 434 | 178 | 132 | 178 | 144 | 144 | 140 | 140 | 136 | 178 | 178 | 178 | 196 | 178 | 178 | 178 | 130 | 99 | 136 | 178 | 105 | 187 | 187 | 187 | 105 | 130 | 434 | 105 | 105 | 593 | 119 | 178 | 120 | 178 | 178 | 178 | 646 | 161 | 161 | 434 | 434 | 187 | 124 | 99 | 105 | 63 | 178 | 187 | 136 | 187 | 187 | 99 | 99 | 105 | 178 | 178 | 1577 | 1577 | 143 | 104 | 82 | 82 | 82 | 82 | 186 | 124 | 136 | 99 | 178 | 178 | 99 | 99 | 105 | 105 | 99 | 99 | 100 | 100 | 200 | 143 | 82 | 82 | 82 | 412 | 412 | 82 | 82 | 109 | 178 | 99 | 82 | 109 | 140 | 140 | 196 | 178 | 178 | 99 | 178 | 350 | 99 | 99 | 99 | 392 | 97 | 99 | 761 | 178 | 124 | 103 | 178 | 746 | 646 | 178 | 178 | 178 | 178 | 190 | 105 | 136 | 134 | 136 | 136 | 99 | 105 | 99 | 105 | 99 | 99 | 99 | 74 | 74 | 99 | 178 | 178 | 99 | 104 | 178 | 178 | 211 | 196 | 69 | 69 | 144 | 144 | 103 | 99 | 99 | 82 | 82 | 82 | 82 | 82 | 99 | 79 | 79 | 108 | 109 | 109 | 99 | 99 | 99 | 178 | 393 | 350 | 350 | 434 | 1283 | 351 | 140 | 140 | 140 | 186 | 157 | 144 | 186 | 195 | 105 | 119 | 593 | 119 | 332 | 120 | 80 | 536 | 105 | 144 | 144 | 105 | 384 | 99 | 99 | 434 | 98 | 107 | 140 | 107 | 140 | 99 | 99 | 178 | 103 | 103 | 103 | 120 | 120 | 570 | 99 | 393 | 434 | 593 | 178 | 178 | 178 | 178 | 136 | 122 | 82 | 82 | 105 | 434 | 350 | 99 | 99 | 99 | 99 | 99 | 99 | 200 | 200 | 119 | 105 | 105 | 195 | 710 | 82 | 80 | 107 | 140 | 136 | 136 | 104 | 196 | 80 | 562 | 120 | 267 | 351 | 593 | 178 | 99 | 134 | 103 | 103 | 710 | 710 | 710 | 185 | 178 | 99 | 178 | 178 | 119 | 120 | 136 | 434 | 512 | 99 | 80 | 269 | 178 | 140 | 136 | 731 | 731 | 660 | 660 | 136 | 99 | 99 | 350 | 350 | 99 | 178 | 99 | 109 | 143 | 434 | 178 | 99 | 140 | 190 | 195 | 135 | 195 | 710 | 136 | 105 | 124 | 99 | 353 | 178 | 99 | 136 | 99 | 187 | 99 | 761 | 761 | 99 | 99 | 99 | 99 | 136 | 124 | 99 | 99 | 136 | 105 | 136 | 100 | 99 | 178 | 99 | 99 | 99 | 99 | 82 | 80 | 99 | 99 | 95 | 710 | 710 | 350 | 120 | 104 | 710 | 710 | 99 | 99 | 80 | 178 | 269 | 325 | 350 | 119 | 120 | 140 | 140 | 99 | 105 | 100 | 120 | 139 | 135 | 190 | 99 | 99 | 1283 | 537 | 178 | 178 | 178 | 105 | 105 | 136 | 105 | 82 | 82 | 119 | 332 | 109 | 82 | 186 | 105 | 434 | 1577 | 105 | 105 | 267 | 269 | 269 | 593 | 178 | 136 | 467 | 63 | 195 | 178 | 125 | 125 | 99 | 95 | 99 | 178 | 178 | 105 | 99 | 99 | 105 | 105 | 105 | 710 | 710 | 79 | 79 | 105 | 178 | 186 | 178 | 685
05/07/25 04:00 | 99 | 99 | 178 | 145 | 536 | 393 | 393 | 593 | 434 | 99 | 140 | 103 | 109 | 105 | 99 | 187 | 187 | 187 | 104 | 112 | 105 | 82 | 82 | 105 | 105 | 99 | 178 | 434 | 434 | 34 | 120 | 120 | 104 | 178 | 178 | 178 | 178 | 120 | 178 | 99 | 178 | 140 | 140 | 99 | 105 | 99 | 96 | 96 | 178 | 178 | 120 | 120 | 178 | 178 | 178 | 105 | 99 | 99 | 99 | 82 | 82 | 136 | 140 | 130 | 99 | 122 | 196 | 178 | 136 | 178 | 124 | 178 | 178 | 178 | 99 | 136 | 195 | 178 | 178 | 192 | 187 | 120 | 187 | 187 | 187 | 119 | 119 | 570 | 570 | 140 | 140 | 842 | 105 | 109 | 109 | 82 | 82 | 75 | 75 | 178 | 178 | 178 | 178 | 82 | 82 | 710 | 69 | 70 | 710 | 710 | 710 | 144 | 63 | 99 | 570 | 570 | 178 | 200 | 109 | 109 | 79 | 79 | 434 | 740 | 228 | 115 | 195 | 124 | 80 | 120 | 105 | 178 | 178 | 178 | 69 | 70 | 69 | 69 | 132 | 132 | 710 | 710 | 66 | 66 | 710 | 109 | 109 | 82 | 82 | 144 | 144 | 710 | 178 | 124 | 99 | 99 | 99 | 761 | 187 | 761 | 761 | 761 | 178 | 178 | 115 | 434 | 434 | 555 | 123 | 178 | 130 | 178 | 103 | 238 | 434 | 178 | 132 | 178 | 144 | 144 | 140 | 140 | 136 | 178 | 178 | 178 | 196 | 178 | 178 | 178 | 130 | 99 | 136 | 178 | 105 | 187 | 187 | 187 | 105 | 130 | 434 | 105 | 105 | 593 | 119 | 178 | 120 | 178 | 178 | 178 | 646 | 161 | 161 | 434 | 434 | 187 | 124 | 99 | 105 | 63 | 178 | 187 | 136 | 187 | 187 | 99 | 99 | 105 | 178 | 178 | 1577 | 1577 | 143 | 104 | 82 | 82 | 82 | 82 | 186 | 124 | 136 | 99 | 178 | 178 | 99 | 99 | 105 | 105 | 99 | 99 | 100 | 100 | 200 | 143 | 82 | 82 | 82 | 412 | 412 | 82 | 82 | 109 | 178 | 99 | 82 | 109 | 140 | 140 | 196 | 178 | 178 | 99 | 178 | 350 | 99 | 99 | 99 | 392 | 97 | 99 | 761 | 178 | 124 | 103 | 178 | 746 | 646 | 178 | 178 | 178 | 178 | 190 | 105 | 136 | 134 | 136 | 136 | 99 | 105 | 99 | 105 | 99 | 99 | 99 | 74 | 74 | 99 | 178 | 178 | 99 | 104 | 178 | 178 | 211 | 196 | 69 | 69 | 144 | 144 | 103 | 99 | 99 | 82 | 82 | 82 | 82 | 82 | 99 | 79 | 79 | 108 | 109 | 109 | 99 | 99 | 99 | 178 | 393 | 350 | 350 | 434 | 1283 | 351 | 140 | 140 | 140 | 186 | 157 | 144 | 186 | 195 | 105 | 119 | 593 | 119 | 332 | 120 | 80 | 536 | 105 | 144 | 144 | 105 | 384 | 99 | 99 | 434 | 98 | 107 | 140 | 107 | 140 | 99 | 99 | 178 | 103 | 103 | 103 | 120 | 120 | 570 | 99 | 393 | 434 | 593 | 178 | 178 | 178 | 178 | 136 | 122 | 82 | 82 | 105 | 434 | 350 | 99 | 99 | 99 | 99 | 99 | 99 | 200 | 200 | 119 | 105 | 105 | 195 | 710 | 82 | 80 | 107 | 140 | 136 | 136 | 104 | 196 | 80 | 562 | 120 | 267 | 351 | 593 | 178 | 99 | 134 | 103 | 103 | 710 | 710 | 710 | 185 | 178 | 99 | 178 | 178 | 119 | 120 | 136 | 434 | 512 | 99 | 80 | 269 | 178 | 140 | 136 | 731 | 731 | 660 | 660 | 136 | 99 | 99 | 350 | 350 | 99 | 178 | 99 | 109 | 143 | 434 | 178 | 99 | 140 | 190 | 195 | 135 | 195 | 710 | 136 | 105 | 124 | 99 | 353 | 178 | 99 | 136 | 99 | 187 | 99 | 761 | 761 | 99 | 99 | 99 | 99 | 136 | 124 | 99 | 99 | 136 | 105 | 136 | 100 | 99 | 178 | 99 | 99 | 99 | 99 | 82 | 80 | 99 | 99 | 95 | 710 | 710 | 350 | 120 | 104 | 710 | 710 | 99 | 99 | 80 | 178 | 269 | 325 | 350 | 119 | 120 | 140 | 140 | 99 | 105 | 100 | 120 | 139 | 135 | 190 | 99 | 99 | 1283 | 537 | 178 | 178 | 178 | 105 | 105 | 136 | 105 | 82 | 82 | 119 | 332 | 109 | 82 | 186 | 105 | 434 | 1577 | 105 | 105 | 267 | 269 | 269 | 593 | 178 | 136 | 467 | 63 | 195 | 178 | 125 | 125 | 99 | 95 | 99 | 178 | 178 | 105 | 99 | 99 | 105 | 105 | 105 | 710 | 710 | 79 | 79 | 105 | 178 | 186 | 178 | 685
05/07/25 04:30 | 99 | 99 | 178 | 145 | 536 | 393 | 393 | 593 | 434 | 99 | 140 | 103 | 109 | 105 | 99 | 187 | 187 | 187 | 104 | 112 | 105 | 82 | 82 | 105 | 105 | 99 | 178 | 434 | 434 | 34 | 120 | 120 | 104 | 178 | 178 | 178 | 178 | 120 | 178 | 99 | 178 | 140 | 140 | 99 | 105 | 99 | 96 | 96 | 178 | 178 | 120 | 120 | 178 | 178 | 178 | 105 | 99 | 99 | 99 | 82 | 82 | 136 | 140 | 130 | 99 | 122 | 196 | 178 | 136 | 178 | 124 | 178 | 178 | 178 | 99 | 136 | 195 | 178 | 178 | 192 | 187 | 120 | 187 | 187 | 187 | 119 | 119 | 570 | 570 | 140 | 140 | 842 | 105 | 109 | 109 | 82 | 82 | 75 | 75 | 178 | 178 | 178 | 178 | 82 | 82 | 710 | 69 | 70 | 710 | 710 | 710 | 144 | 63 | 99 | 570 | 570 | 178 | 200 | 109 | 109 | 79 | 79 | 434 | 740 | 228 | 115 | 195 | 124 | 80 | 120 | 105 | 178 | 178 | 178 | 69 | 70 | 69 | 69 | 132 | 132 | 710 | 710 | 66 | 66 | 710 | 109 | 109 | 82 | 82 | 144 | 144 | 710 | 178 | 124 | 99 | 99 | 99 | 761 | 187 | 761 | 761 | 761 | 178 | 178 | 115 | 434 | 434 | 555 | 123 | 178 | 130 | 178 | 103 | 238 | 434 | 178 | 132 | 178 | 144 | 144 | 140 | 140 | 136 | 178 | 178 | 178 | 196 | 178 | 178 | 178 | 130 | 99 | 136 | 178 | 105 | 187 | 187 | 187 | 105 | 130 | 434 | 105 | 105 | 593 | 119 | 178 | 120 | 178 | 178 | 178 | 646 | 161 | 161 | 434 | 434 | 187 | 124 | 99 | 105 | 63 | 178 | 187 | 136 | 187 | 187 | 99 | 99 | 105 | 178 | 178 | 1577 | 1577 | 143 | 104 | 82 | 82 | 82 | 82 | 186 | 124 | 136 | 99 | 178 | 178 | 99 | 99 | 105 | 105 | 99 | 99 | 100 | 100 | 200 | 143 | 82 | 82 | 82 | 412 | 412 | 82 | 82 | 109 | 178 | 99 | 82 | 109 | 140 | 140 | 196 | 178 | 178 | 99 | 178 | 350 | 99 | 99 | 99 | 392 | 97 | 99 | 761 | 178 | 124 | 103 | 178 | 746 | 646 | 178 | 178 | 178 | 178 | 190 | 105 | 136 | 134 | 136 | 136 | 99 | 105 | 99 | 105 | 99 | 99 | 99 | 74 | 74 | 99 | 178 | 178 | 99 | 104 | 178 | 178 | 211 | 196 | 69 | 69 | 144 | 144 | 103 | 99 | 99 | 82 | 82 | 82 | 82 | 82 | 99 | 79 | 79 | 108 | 109 | 109 | 99 | 99 | 99 | 178 | 393 | 350 | 350 | 434 | 1283 | 351 | 140 | 140 | 140 | 186 | 157 | 144 | 186 | 195 | 105 | 119 | 593 | 119 | 332 | 120 | 80 | 536 | 105 | 144 | 144 | 105 | 384 | 99 | 99 | 434 | 98 | 107 | 140 | 107 | 140 | 99 | 99 | 178 | 103 | 103 | 103 | 120 | 120 | 570 | 99 | 393 | 434 | 593 | 178 | 178 | 178 | 178 | 136 | 122 | 82 | 82 | 105 | 434 | 350 | 99 | 99 | 99 | 99 | 99 | 99 | 200 | 200 | 119 | 105 | 105 | 195 | 710 | 82 | 80 | 107 | 140 | 136 | 136 | 104 | 196 | 80 | 562 | 120 | 267 | 351 | 593 | 178 | 99 | 134 | 103 | 103 | 710 | 710 | 710 | 185 | 178 | 99 | 178 | 178 | 119 | 120 | 136 | 434 | 512 | 99 | 80 | 269 | 178 | 140 | 136 | 731 | 731 | 660 | 660 | 136 | 99 | 99 | 350 | 350 | 99 | 178 | 99 | 109 | 143 | 434 | 178 | 99 | 140 | 190 | 195 | 135 | 195 | 710 | 136 | 105 | 124 | 99 | 353 | 178 | 99 | 136 | 99 | 187 | 99 | 761 | 761 | 99 | 99 | 99 | 99 | 136 | 124 | 99 | 99 | 136 | 105 | 136 | 100 | 99 | 178 | 99 | 99 | 99 | 99 | 82 | 80 | 99 | 99 | 95 | 710 | 710 | 350 | 120 | 104 | 710 | 710 | 99 | 99 | 80 | 178 | 269 | 325 | 350 | 119 | 120 | 140 | 140 | 99 | 105 | 100 | 120 | 139 | 135 | 190 | 99 | 99 | 1283 | 537 | 178 | 178 | 178 | 105 | 105 | 136 | 105 | 82 | 82 | 119 | 332 | 109 | 82 | 186 | 105 | 434 | 1577 | 105 | 105 | 267 | 269 | 269 | 593 | 178 | 136 | 467 | 63 | 195 | 178 | 125 | 125 | 99 | 95 | 99 | 178 | 178 | 105 | 99 | 99 | 105 | 105 | 105 | 710 | 710 | 79 | 79 | 105 | 178 | 186 | 178 | 685
05/07/25 05:00 | 99 | 99 | 178 | 145 | 536 | 393 | 393 | 593 | 434 | 99 | 140 | 103 | 109 | 105 | 99 | 187 | 187 | 187 | 104 | 112 | 105 | 82 | 82 | 105 | 105 | 99 | 178 | 434 | 434 | 34 | 120 | 120 | 104 | 178 | 178 | 178 | 178 | 120 | 178 | 99 | 178 | 140 | 140 | 99 | 105 | 99 | 96 | 96 | 178 | 178 | 120 | 120 | 178 | 178 | 178 | 105 | 99 | 99 | 99 | 82 | 82 | 136 | 140 | 130 | 99 | 122 | 196 | 178 | 136 | 178 | 124 | 178 | 178 | 178 | 99 | 136 | 195 | 178 | 178 | 192 | 187 | 120 | 187 | 187 | 187 | 119 | 119 | 570 | 570 | 140 | 140 | 842 | 105 | 109 | 109 | 82 | 82 | 75 | 75 | 178 | 178 | 178 | 178 | 82 | 82 | 710 | 69 | 70 | 710 | 710 | 710 | 144 | 63 | 99 | 570 | 570 | 178 | 200 | 109 | 109 | 79 | 79 | 434 | 740 | 228 | 115 | 195 | 124 | 80 | 120 | 105 | 178 | 178 | 178 | 69 | 70 | 69 | 69 | 132 | 132 | 710 | 710 | 66 | 66 | 710 | 109 | 109 | 82 | 82 | 144 | 144 | 710 | 178 | 124 | 99 | 99 | 99 | 761 | 187 | 761 | 761 | 761 | 178 | 178 | 115 | 434 | 434 | 555 | 123 | 178 | 130 | 178 | 103 | 238 | 434 | 178 | 132 | 178 | 144 | 144 | 140 | 140 | 136 | 178 | 178 | 178 | 196 | 178 | 178 | 178 | 130 | 99 | 136 | 178 | 105 | 187 | 187 | 187 | 105 | 130 | 434 | 105 | 105 | 593 | 119 | 178 | 120 | 178 | 178 | 178 | 646 | 161 | 161 | 434 | 434 | 187 | 124 | 99 | 105 | 63 | 178 | 187 | 136 | 187 | 187 | 99 | 99 | 105 | 178 | 178 | 1577 | 1577 | 143 | 104 | 82 | 82 | 82 | 82 | 186 | 124 | 136 | 99 | 178 | 178 | 99 | 99 | 105 | 105 | 99 | 99 | 100 | 100 | 200 | 143 | 82 | 82 | 82 | 412 | 412 | 82 | 82 | 109 | 178 | 99 | 82 | 109 | 140 | 140 | 196 | 178 | 178 | 99 | 178 | 350 | 99 | 99 | 99 | 392 | 97 | 99 | 761 | 178 | 124 | 103 | 178 | 746 | 646 | 178 | 178 | 178 | 178 | 190 | 105 | 136 | 134 | 136 | 136 | 99 | 105 | 99 | 105 | 99 | 99 | 99 | 74 | 74 | 99 | 178 | 178 | 99 | 104 | 178 | 178 | 211 | 196 | 69 | 69 | 144 | 144 | 103 | 99 | 99 | 82 | 82 | 82 | 82 | 82 | 99 | 79 | 79 | 108 | 109 | 109 | 99 | 99 | 99 | 178 | 393 | 350 | 350 | 434 | 1283 | 351 | 140 | 140 | 140 | 186 | 157 | 144 | 186 | 195 | 105 | 119 | 593 | 119 | 332 | 120 | 80 | 536 | 105 | 144 | 144 | 105 | 384 | 99 | 99 | 434 | 98 | 107 | 140 | 107 | 140 | 99 | 99 | 178 | 103 | 103 | 103 | 120 | 120 | 570 | 99 | 393 | 434 | 593 | 178 | 178 | 178 | 178 | 136 | 122 | 82 | 82 | 105 | 434 | 350 | 99 | 99 | 99 | 99 | 99 | 99 | 200 | 200 | 119 | 105 | 105 | 195 | 710 | 82 | 80 | 107 | 140 | 136 | 136 | 104 | 196 | 80 | 562 | 120 | 267 | 351 | 593 | 178 | 99 | 134 | 103 | 103 | 710 | 710 | 710 | 185 | 178 | 99 | 178 | 178 | 119 | 120 | 136 | 434 | 512 | 99 | 80 | 269 | 178 | 140 | 136 | 731 | 731 | 660 | 660 | 136 | 99 | 99 | 350 | 350 | 99 | 178 | 99 | 109 | 143 | 434 | 178 | 99 | 140 | 190 | 195 | 135 | 195 | 710 | 136 | 105 | 124 | 99 | 353 | 178 | 99 | 136 | 99 | 187 | 99 | 761 | 761 | 99 | 99 | 99 | 99 | 136 | 124 | 99 | 99 | 136 | 105 | 136 | 100 | 99 | 178 | 99 | 99 | 99 | 99 | 82 | 80 | 99 | 99 | 95 | 710 | 710 | 350 | 120 | 104 | 710 | 710 | 99 | 99 | 80 | 178 | 269 | 325 | 350 | 119 | 120 | 140 | 140 | 99 | 105 | 100 | 120 | 139 | 135 | 190 | 99 | 99 | 1283 | 537 | 178 | 178 | 178 | 105 | 105 | 136 | 105 | 82 | 82 | 119 | 332 | 109 | 82 | 186 | 105 | 434 | 1577 | 105 | 105 | 267 | 269 | 269 | 593 | 178 | 136 | 467 | 63 | 195 | 178 | 125 | 125 | 99 | 95 | 99 | 178 | 178 | 105 | 99 | 99 | 105 | 105 | 105 | 710 | 710 | 79 | 79 | 105 | 178 | 186 | 178 | 685
05/07/25 05:30 | 99 | 99 | 178 | 145 | 536 | 393 | 393 | 593 | 434 | 99 | 140 | 103 | 109 | 105 | 99 | 187 | 187 | 187 | 104 | 112 | 105 | 82 | 82 | 105 | 105 | 99 | 178 | 434 | 434 | 34 | 120 | 120 | 104 | 178 | 178 | 178 | 178 | 120 | 178 | 99 | 178 | 140 | 140 | 99 | 105 | 99 | 96 | 96 | 178 | 178 | 120 | 120 | 178 | 178 | 178 | 105 | 99 | 99 | 99 | 82 | 82 | 136 | 140 | 130 | 99 | 122 | 196 | 178 | 136 | 178 | 124 | 178 | 178 | 178 | 99 | 136 | 195 | 178 | 178 | 192 | 187 | 120 | 187 | 187 | 187 | 119 | 119 | 570 | 570 | 140 | 140 | 842 | 105 | 109 | 109 | 82 | 82 | 75 | 75 | 178 | 178 | 178 | 178 | 82 | 82 | 710 | 69 | 70 | 710 | 710 | 710 | 144 | 63 | 99 | 570 | 570 | 178 | 200 | 109 | 109 | 79 | 79 | 434 | 740 | 228 | 115 | 195 | 124 | 80 | 120 | 105 | 178 | 178 | 178 | 69 | 70 | 69 | 69 | 132 | 132 | 710 | 710 | 66 | 66 | 710 | 109 | 109 | 82 | 82 | 144 | 144 | 710 | 178 | 124 | 99 | 99 | 99 | 761 | 187 | 761 | 761 | 761 | 178 | 178 | 115 | 434 | 434 | 555 | 123 | 178 | 130 | 178 | 103 | 238 | 434 | 178 | 132 | 178 | 144 | 144 | 140 | 140 | 136 | 178 | 178 | 178 | 196 | 178 | 178 | 178 | 130 | 99 | 136 | 178 | 105 | 187 | 187 | 187 | 105 | 130 | 434 | 105 | 105 | 593 | 119 | 178 | 120 | 178 | 178 | 178 | 646 | 161 | 161 | 434 | 434 | 187 | 124 | 99 | 105 | 63 | 178 | 187 | 136 | 187 | 187 | 99 | 99 | 105 | 178 | 178 | 1577 | 1577 | 143 | 104 | 82 | 82 | 82 | 82 | 186 | 124 | 136 | 99 | 178 | 178 | 99 | 99 | 105 | 105 | 99 | 99 | 100 | 100 | 200 | 143 | 82 | 82 | 82 | 412 | 412 | 82 | 82 | 109 | 178 | 99 | 82 | 109 | 140 | 140 | 196 | 178 | 178 | 99 | 178 | 350 | 99 | 99 | 99 | 392 | 97 | 99 | 761 | 178 | 124 | 103 | 178 | 746 | 646 | 178 | 178 | 178 | 178 | 190 | 105 | 136 | 134 | 136 | 136 | 99 | 105 | 99 | 105 | 99 | 99 | 99 | 74 | 74 | 99 | 178 | 178 | 99 | 104 | 178 | 178 | 211 | 196 | 69 | 69 | 144 | 144 | 103 | 99 | 99 | 82 | 82 | 82 | 82 | 82 | 99 | 79 | 79 | 108 | 109 | 109 | 99 | 99 | 99 | 178 | 393 | 350 | 350 | 434 | 1283 | 351 | 140 | 140 | 140 | 186 | 157 | 144 | 186 | 195 | 105 | 119 | 593 | 119 | 332 | 120 | 80 | 536 | 105 | 144 | 144 | 105 | 384 | 99 | 99 | 434 | 98 | 107 | 140 | 107 | 140 | 99 | 99 | 178 | 103 | 103 | 103 | 120 | 120 | 570 | 99 | 393 | 434 | 593 | 178 | 178 | 178 | 178 | 136 | 122 | 82 | 82 | 105 | 434 | 350 | 99 | 99 | 99 | 99 | 99 | 99 | 200 | 200 | 119 | 105 | 105 | 195 | 710 | 82 | 80 | 107 | 140 | 136 | 136 | 104 | 196 | 80 | 562 | 120 | 267 | 351 | 593 | 178 | 99 | 134 | 103 | 103 | 710 | 710 | 710 | 185 | 178 | 99 | 178 | 178 | 119 | 120 | 136 | 434 | 512 | 99 | 80 | 269 | 178 | 140 | 136 | 731 | 731 | 660 | 660 | 136 | 99 | 99 | 350 | 350 | 99 | 178 | 99 | 109 | 143 | 434 | 178 | 99 | 140 | 190 | 195 | 135 | 195 | 710 | 136 | 105 | 124 | 99 | 353 | 178 | 99 | 136 | 99 | 187 | 99 | 761 | 761 | 99 | 99 | 99 | 99 | 136 | 124 | 99 | 99 | 136 | 105 | 136 | 100 | 99 | 178 | 99 | 99 | 99 | 99 | 82 | 80 | 99 | 99 | 95 | 710 | 710 | 350 | 120 | 104 | 710 | 710 | 99 | 99 | 80 | 178 | 269 | 325 | 350 | 119 | 120 | 140 | 140 | 99 | 105 | 100 | 120 | 139 | 135 | 190 | 99 | 99 | 1283 | 537 | 178 | 178 | 178 | 105 | 105 | 136 | 105 | 82 | 82 | 119 | 332 | 109 | 82 | 186 | 105 | 434 | 1577 | 105 | 105 | 267 | 269 | 269 | 593 | 178 | 136 | 467 | 63 | 195 | 178 | 125 | 125 | 99 | 95 | 99 | 178 | 178 | 105 | 99 | 99 | 105 | 105 | 105 | 710 | 710 | 79 | 79 | 105 | 178 | 186 | 178 | 685
05/07/25 06:00 | 99 | 99 | 178 | 145 | 536 | 393 | 393 | 593 | 434 | 99 | 140 | 103 | 109 | 105 | 99 | 187 | 187 | 187 | 104 | 112 | 105 | 82 | 82 | 105 | 105 | 99 | 178 | 434 | 434 | 34 | 120 | 120 | 104 | 178 | 178 | 178 | 178 | 120 | 178 | 99 | 178 | 140 | 140 | 99 | 105 | 99 | 96 | 96 | 178 | 178 | 120 | 120 | 178 | 178 | 178 | 105 | 99 | 99 | 99 | 82 | 82 | 136 | 140 | 130 | 99 | 122 | 196 | 178 | 136 | 178 | 124 | 178 | 178 | 178 | 99 | 136 | 195 | 178 | 178 | 192 | 187 | 120 | 187 | 187 | 187 | 119 | 119 | 570 | 570 | 140 | 140 | 842 | 105 | 109 | 109 | 82 | 82 | 75 | 75 | 178 | 178 | 178 | 178 | 82 | 82 | 710 | 69 | 70 | 710 | 710 | 710 | 144 | 63 | 99 | 570 | 570 | 178 | 200 | 109 | 109 | 79 | 79 | 434 | 740 | 228 | 115 | 195 | 124 | 80 | 120 | 105 | 178 | 178 | 178 | 69 | 70 | 69 | 69 | 132 | 132 | 710 | 710 | 66 | 66 | 710 | 109 | 109 | 82 | 82 | 144 | 144 | 710 | 178 | 124 | 99 | 99 | 99 | 761 | 187 | 761 | 761 | 761 | 178 | 178 | 115 | 434 | 434 | 555 | 123 | 178 | 130 | 178 | 103 | 238 | 434 | 178 | 132 | 178 | 144 | 144 | 140 | 140 | 136 | 178 | 178 | 178 | 196 | 178 | 178 | 178 | 130 | 99 | 136 | 178 | 105 | 187 | 187 | 187 | 105 | 130 | 434 | 105 | 105 | 593 | 119 | 178 | 120 | 178 | 178 | 178 | 646 | 161 | 161 | 434 | 434 | 187 | 124 | 99 | 105 | 63 | 178 | 187 | 136 | 187 | 187 | 99 | 99 | 105 | 178 | 178 | 1577 | 1577 | 143 | 104 | 82 | 82 | 82 | 82 | 186 | 124 | 136 | 99 | 178 | 178 | 99 | 99 | 105 | 105 | 99 | 99 | 100 | 100 | 200 | 143 | 82 | 82 | 82 | 412 | 412 | 82 | 82 | 109 | 178 | 99 | 82 | 109 | 140 | 140 | 196 | 178 | 178 | 99 | 178 | 350 | 99 | 99 | 99 | 392 | 97 | 99 | 761 | 178 | 124 | 103 | 178 | 746 | 646 | 178 | 178 | 178 | 178 | 190 | 105 | 136 | 134 | 136 | 136 | 99 | 105 | 99 | 105 | 99 | 99 | 99 | 74 | 74 | 99 | 178 | 178 | 99 | 104 | 178 | 178 | 211 | 196 | 69 | 69 | 144 | 144 | 103 | 99 | 99 | 82 | 82 | 82 | 82 | 82 | 99 | 79 | 79 | 108 | 109 | 109 | 99 | 99 | 99 | 178 | 393 | 350 | 350 | 434 | 1283 | 351 | 140 | 140 | 140 | 186 | 157 | 144 | 186 | 195 | 105 | 119 | 593 | 119 | 332 | 120 | 80 | 536 | 105 | 144 | 144 | 105 | 384 | 99 | 99 | 434 | 98 | 107 | 140 | 107 | 140 | 99 | 99 | 178 | 103 | 103 | 103 | 120 | 120 | 570 | 99 | 393 | 434 | 593 | 178 | 178 | 178 | 178 | 136 | 122 | 82 | 82 | 105 | 434 | 350 | 99 | 99 | 99 | 99 | 99 | 99 | 200 | 200 | 119 | 105 | 105 | 195 | 710 | 82 | 80 | 107 | 140 | 136 | 136 | 104 | 196 | 80 | 562 | 120 | 267 | 351 | 593 | 178 | 99 | 134 | 103 | 103 | 710 | 710 | 710 | 185 | 178 | 99 | 178 | 178 | 119 | 120 | 136 | 434 | 512 | 99 | 80 | 269 | 178 | 140 | 136 | 731 | 731 | 660 | 660 | 136 | 99 | 99 | 350 | 350 | 99 | 178 | 99 | 109 | 143 | 434 | 178 | 99 | 140 | 190 | 195 | 135 | 195 | 710 | 136 | 105 | 124 | 99 | 353 | 178 | 99 | 136 | 99 | 187 | 99 | 761 | 761 | 99 | 99 | 99 | 99 | 136 | 124 | 99 | 99 | 136 | 105 | 136 | 100 | 99 | 178 | 99 | 99 | 99 | 99 | 82 | 80 | 99 | 99 | 95 | 710 | 710 | 350 | 120 | 104 | 710 | 710 | 99 | 99 | 80 | 178 | 269 | 325 | 350 | 119 | 120 | 140 | 140 | 99 | 105 | 100 | 120 | 139 | 135 | 190 | 99 | 99 | 1283 | 537 | 178 | 178 | 178 | 105 | 105 | 136 | 105 | 82 | 82 | 119 | 332 | 109 | 82 | 186 | 105 | 434 | 1577 | 105 | 105 | 267 | 269 | 269 | 593 | 178 | 136 | 467 | 63 | 195 | 178 | 125 | 125 | 99 | 95 | 99 | 178 | 178 | 105 | 99 | 99 | 105 | 105 | 105 | 710 | 710 | 79 | 79 | 105 | 178 | 186 | 178 | 685
05/07/25 06:30 | 99 | 99 | 178 | 145 | 536 | 393 | 393 | 593 | 434 | 99 | 140 | 103 | 109 | 105 | 99 | 187 | 187 | 187 | 104 | 112 | 105 | 82 | 82 | 105 | 105 | 99 | 178 | 434 | 434 | 34 | 120 | 120 | 104 | 178 | 178 | 178 | 178 | 120 | 178 | 99 | 178 | 140 | 140 | 99 | 105 | 99 | 96 | 96 | 178 | 178 | 120 | 120 | 178 | 178 | 178 | 105 | 99 | 99 | 99 | 82 | 82 | 136 | 140 | 130 | 99 | 122 | 196 | 178 | 136 | 178 | 124 | 178 | 178 | 178 | 99 | 136 | 195 | 178 | 178 | 192 | 187 | 120 | 187 | 187 | 187 | 119 | 119 | 570 | 570 | 140 | 140 | 842 | 105 | 109 | 109 | 82 | 82 | 75 | 75 | 178 | 178 | 178 | 178 | 82 | 82 | 710 | 69 | 70 | 710 | 710 | 710 | 144 | 63 | 99 | 570 | 570 | 178 | 200 | 109 | 109 | 79 | 79 | 434 | 740 | 228 | 115 | 195 | 124 | 80 | 120 | 105 | 178 | 178 | 178 | 69 | 70 | 69 | 69 | 132 | 132 | 710 | 710 | 66 | 66 | 710 | 109 | 109 | 82 | 82 | 144 | 144 | 710 | 178 | 124 | 99 | 99 | 99 | 761 | 187 | 761 | 761 | 761 | 178 | 178 | 115 | 434 | 434 | 555 | 123 | 178 | 130 | 178 | 103 | 238 | 434 | 178 | 132 | 178 | 144 | 144 | 140 | 140 | 136 | 178 | 178 | 178 | 196 | 178 | 178 | 178 | 130 | 99 | 136 | 178 | 105 | 187 | 187 | 187 | 105 | 130 | 434 | 105 | 105 | 593 | 119 | 178 | 120 | 178 | 178 | 178 | 646 | 161 | 161 | 434 | 434 | 187 | 124 | 99 | 105 | 63 | 178 | 187 | 136 | 187 | 187 | 99 | 99 | 105 | 178 | 178 | 1577 | 1577 | 143 | 104 | 82 | 82 | 82 | 82 | 186 | 124 | 136 | 99 | 178 | 178 | 99 | 99 | 105 | 105 | 99 | 99 | 100 | 100 | 200 | 143 | 82 | 82 | 82 | 412 | 412 | 82 | 82 | 109 | 178 | 99 | 82 | 109 | 140 | 140 | 196 | 178 | 178 | 99 | 178 | 350 | 99 | 99 | 99 | 392 | 97 | 99 | 761 | 178 | 124 | 103 | 178 | 746 | 646 | 178 | 178 | 178 | 178 | 190 | 105 | 136 | 134 | 136 | 136 | 99 | 105 | 99 | 105 | 99 | 99 | 99 | 74 | 74 | 99 | 178 | 178 | 99 | 104 | 178 | 178 | 211 | 196 | 69 | 69 | 144 | 144 | 103 | 99 | 99 | 82 | 82 | 82 | 82 | 82 | 99 | 79 | 79 | 108 | 109 | 109 | 99 | 99 | 99 | 178 | 393 | 350 | 350 | 434 | 1283 | 351 | 140 | 140 | 140 | 186 | 157 | 144 | 186 | 195 | 105 | 119 | 593 | 119 | 332 | 120 | 80 | 536 | 105 | 144 | 144 | 105 | 384 | 99 | 99 | 434 | 98 | 107 | 140 | 107 | 140 | 99 | 99 | 178 | 103 | 103 | 103 | 120 | 120 | 570 | 99 | 393 | 434 | 593 | 178 | 178 | 178 | 178 | 136 | 122 | 82 | 82 | 105 | 434 | 350 | 99 | 99 | 99 | 99 | 99 | 99 | 200 | 200 | 119 | 105 | 105 | 195 | 710 | 82 | 80 | 107 | 140 | 136 | 136 | 104 | 196 | 80 | 562 | 120 | 267 | 351 | 593 | 178 | 99 | 134 | 103 | 103 | 710 | 710 | 710 | 185 | 178 | 99 | 178 | 178 | 119 | 120 | 136 | 434 | 512 | 99 | 80 | 269 | 178 | 140 | 136 | 731 | 731 | 660 | 660 | 136 | 99 | 99 | 350 | 350 | 99 | 178 | 99 | 109 | 143 | 434 | 178 | 99 | 140 | 190 | 195 | 135 | 195 | 710 | 136 | 105 | 124 | 99 | 353 | 178 | 99 | 136 | 99 | 187 | 99 | 761 | 761 | 99 | 99 | 99 | 99 | 136 | 124 | 99 | 99 | 136 | 105 | 136 | 100 | 99 | 178 | 99 | 99 | 99 | 99 | 82 | 80 | 99 | 99 | 95 | 710 | 710 | 350 | 120 | 104 | 710 | 710 | 99 | 99 | 80 | 178 | 269 | 325 | 350 | 119 | 120 | 140 | 140 | 99 | 105 | 100 | 120 | 139 | 135 | 190 | 99 | 99 | 1283 | 537 | 178 | 178 | 178 | 105 | 105 | 136 | 105 | 82 | 82 | 119 | 332 | 109 | 82 | 186 | 105 | 434 | 1577 | 105 | 105 | 267 | 269 | 269 | 593 | 178 | 136 | 467 | 63 | 195 | 178 | 125 | 125 | 99 | 95 | 99 | 178 | 178 | 105 | 99 | 99 | 105 | 105 | 105 | 710 | 710 | 79 | 79 | 105 | 178 | 186 | 178 | 685
05/07/25 07:00 | 99 | 99 | 178 | 145 | 536 | 393 | 393 | 593 | 434 | 99 | 140 | 103 | 109 | 105 | 99 | 187 | 187 | 187 | 104 | 112 | 105 | 82 | 82 | 105 | 105 | 99 | 178 | 434 | 434 | 34 | 120 | 120 | 104 | 178 | 178 | 178 | 178 | 120 | 178 | 99 | 178 | 140 | 140 | 99 | 105 | 99 | 96 | 96 | 178 | 178 | 120 | 120 | 178 | 178 | 178 | 105 | 99 | 99 | 99 | 82 | 82 | 136 | 140 | 130 | 99 | 122 | 196 | 178 | 136 | 178 | 124 | 178 | 178 | 178 | 99 | 136 | 195 | 178 | 178 | 192 | 187 | 120 | 187 | 187 | 187 | 119 | 119 | 570 | 570 | 140 | 140 | 842 | 105 | 109 | 109 | 82 | 82 | 75 | 75 | 178 | 178 | 178 | 178 | 82 | 82 | 710 | 69 | 70 | 710 | 710 | 710 | 144 | 63 | 99 | 570 | 570 | 178 | 200 | 109 | 109 | 79 | 79 | 434 | 740 | 228 | 115 | 195 | 124 | 80 | 120 | 105 | 178 | 178 | 178 | 69 | 70 | 69 | 69 | 132 | 132 | 710 | 710 | 66 | 66 | 710 | 109 | 109 | 82 | 82 | 144 | 144 | 710 | 178 | 124 | 99 | 99 | 99 | 761 | 187 | 761 | 761 | 761 | 178 | 178 | 115 | 434 | 434 | 555 | 123 | 178 | 130 | 178 | 103 | 238 | 434 | 178 | 132 | 178 | 144 | 144 | 140 | 140 | 136 | 178 | 178 | 178 | 196 | 178 | 178 | 178 | 130 | 99 | 136 | 178 | 105 | 187 | 187 | 187 | 105 | 130 | 434 | 105 | 105 | 593 | 119 | 178 | 120 | 178 | 178 | 178 | 646 | 161 | 161 | 434 | 434 | 187 | 124 | 99 | 105 | 63 | 178 | 187 | 136 | 187 | 187 | 99 | 99 | 105 | 178 | 178 | 1577 | 1577 | 143 | 104 | 82 | 82 | 82 | 82 | 186 | 124 | 136 | 99 | 178 | 178 | 99 | 99 | 105 | 105 | 99 | 99 | 100 | 100 | 200 | 143 | 82 | 82 | 82 | 412 | 412 | 82 | 82 | 109 | 178 | 99 | 82 | 109 | 140 | 140 | 196 | 178 | 178 | 99 | 178 | 350 | 99 | 99 | 99 | 392 | 97 | 99 | 761 | 178 | 124 | 103 | 178 | 746 | 646 | 178 | 178 | 178 | 178 | 190 | 105 | 136 | 134 | 136 | 136 | 99 | 105 | 99 | 105 | 99 | 99 | 99 | 74 | 74 | 99 | 178 | 178 | 99 | 104 | 178 | 178 | 211 | 196 | 69 | 69 | 144 | 144 | 103 | 99 | 99 | 82 | 82 | 82 | 82 | 82 | 99 | 79 | 79 | 108 | 109 | 109 | 99 | 99 | 99 | 178 | 393 | 350 | 350 | 434 | 1283 | 351 | 140 | 140 | 140 | 186 | 157 | 144 | 186 | 195 | 105 | 119 | 593 | 119 | 332 | 120 | 80 | 536 | 105 | 144 | 144 | 105 | 384 | 99 | 99 | 434 | 98 | 107 | 140 | 107 | 140 | 99 | 99 | 178 | 103 | 103 | 103 | 120 | 120 | 570 | 99 | 393 | 434 | 593 | 178 | 178 | 178 | 178 | 136 | 122 | 82 | 82 | 105 | 434 | 350 | 99 | 99 | 99 | 99 | 99 | 99 | 200 | 200 | 119 | 105 | 105 | 195 | 710 | 82 | 80 | 107 | 140 | 136 | 136 | 104 | 196 | 80 | 562 | 120 | 267 | 351 | 593 | 178 | 99 | 134 | 103 | 103 | 710 | 710 | 710 | 185 | 178 | 99 | 178 | 178 | 119 | 120 | 136 | 434 | 512 | 99 | 80 | 269 | 178 | 140 | 136 | 731 | 731 | 660 | 660 | 136 | 99 | 99 | 350 | 350 | 99 | 178 | 99 | 109 | 143 | 434 | 178 | 99 | 140 | 190 | 195 | 135 | 195 | 710 | 136 | 105 | 124 | 99 | 353 | 178 | 99 | 136 | 99 | 187 | 99 | 761 | 761 | 99 | 99 | 99 | 99 | 136 | 124 | 99 | 99 | 136 | 105 | 136 | 100 | 99 | 178 | 99 | 99 | 99 | 99 | 82 | 80 | 99 | 99 | 95 | 710 | 710 | 350 | 120 | 104 | 710 | 710 | 99 | 99 | 80 | 178 | 269 | 325 | 350 | 119 | 120 | 140 | 140 | 99 | 105 | 100 | 120 | 139 | 135 | 190 | 99 | 99 | 1283 | 537 | 178 | 178 | 178 | 105 | 105 | 136 | 105 | 82 | 82 | 119 | 332 | 109 | 82 | 186 | 105 | 434 | 1577 | 105 | 105 | 267 | 269 | 269 | 593 | 178 | 136 | 467 | 63 | 195 | 178 | 125 | 125 | 99 | 95 | 99 | 178 | 178 | 105 | 99 | 99 | 105 | 105 | 105 | 710 | 710 | 79 | 79 | 105 | 178 | 186 | 178 | 685
05/07/25 07:30 | 99 | 99 | 178 | 145 | 536 | 393 | 393 | 593 | 434 | 99 | 140 | 103 | 109 | 105 | 99 | 187 | 187 | 187 | 104 | 112 | 105 | 82 | 82 | 105 | 105 | 99 | 178 | 434 | 434 | 34 | 120 | 120 | 104 | 178 | 178 | 178 | 178 | 120 | 178 | 99 | 178 | 140 | 140 | 99 | 105 | 99 | 96 | 96 | 178 | 178 | 120 | 120 | 178 | 178 | 178 | 105 | 99 | 99 | 99 | 82 | 82 | 136 | 140 | 130 | 99 | 122 | 196 | 178 | 136 | 178 | 124 | 178 | 178 | 178 | 99 | 136 | 195 | 178 | 178 | 192 | 187 | 120 | 187 | 187 | 187 | 119 | 119 | 570 | 570 | 140 | 140 | 842 | 105 | 109 | 109 | 82 | 82 | 75 | 75 | 178 | 178 | 178 | 178 | 82 | 82 | 710 | 69 | 70 | 710 | 710 | 710 | 144 | 63 | 99 | 570 | 570 | 178 | 200 | 109 | 109 | 79 | 79 | 434 | 740 | 228 | 115 | 195 | 124 | 80 | 120 | 105 | 178 | 178 | 178 | 69 | 70 | 69 | 69 | 132 | 132 | 710 | 710 | 66 | 66 | 710 | 109 | 109 | 82 | 82 | 144 | 144 | 710 | 178 | 124 | 99 | 99 | 99 | 761 | 187 | 761 | 761 | 761 | 178 | 178 | 115 | 434 | 434 | 555 | 123 | 178 | 130 | 178 | 103 | 238 | 434 | 178 | 132 | 178 | 144 | 144 | 140 | 140 | 136 | 178 | 178 | 178 | 196 | 178 | 178 | 178 | 130 | 99 | 136 | 178 | 105 | 187 | 187 | 187 | 105 | 130 | 434 | 105 | 105 | 593 | 119 | 178 | 120 | 178 | 178 | 178 | 646 | 161 | 161 | 434 | 434 | 187 | 124 | 99 | 105 | 63 | 178 | 187 | 136 | 187 | 187 | 99 | 99 | 105 | 178 | 178 | 1577 | 1577 | 143 | 104 | 82 | 82 | 82 | 82 | 186 | 124 | 136 | 99 | 178 | 178 | 99 | 99 | 105 | 105 | 99 | 99 | 100 | 100 | 200 | 143 | 82 | 82 | 82 | 412 | 412 | 82 | 82 | 109 | 178 | 99 | 82 | 109 | 140 | 140 | 196 | 178 | 178 | 99 | 178 | 350 | 99 | 99 | 99 | 392 | 97 | 99 | 761 | 178 | 124 | 103 | 178 | 746 | 646 | 178 | 178 | 178 | 178 | 190 | 105 | 136 | 134 | 136 | 136 | 99 | 105 | 99 | 105 | 99 | 99 | 99 | 74 | 74 | 99 | 178 | 178 | 99 | 104 | 178 | 178 | 211 | 196 | 69 | 69 | 144 | 144 | 103 | 99 | 99 | 82 | 82 | 82 | 82 | 82 | 99 | 79 | 79 | 108 | 109 | 109 | 99 | 99 | 99 | 178 | 393 | 350 | 350 | 434 | 1283 | 351 | 140 | 140 | 140 | 186 | 157 | 144 | 186 | 195 | 105 | 119 | 593 | 119 | 332 | 120 | 80 | 536 | 105 | 144 | 144 | 105 | 384 | 99 | 99 | 434 | 98 | 107 | 140 | 107 | 140 | 99 | 99 | 178 | 103 | 103 | 103 | 120 | 120 | 570 | 99 | 393 | 434 | 593 | 178 | 178 | 178 | 178 | 136 | 122 | 82 | 82 | 105 | 434 | 350 | 99 | 99 | 99 | 99 | 99 | 99 | 200 | 200 | 119 | 105 | 105 | 195 | 710 | 82 | 80 | 107 | 140 | 136 | 136 | 104 | 196 | 80 | 562 | 120 | 267 | 351 | 593 | 178 | 99 | 134 | 103 | 103 | 710 | 710 | 710 | 185 | 178 | 99 | 178 | 178 | 119 | 120 | 136 | 434 | 512 | 99 | 80 | 269 | 178 | 140 | 136 | 731 | 731 | 660 | 660 | 136 | 99 | 99 | 350 | 350 | 99 | 178 | 99 | 109 | 143 | 434 | 178 | 99 | 140 | 190 | 195 | 135 | 195 | 710 | 136 | 105 | 124 | 99 | 353 | 178 | 99 | 136 | 99 | 187 | 99 | 761 | 761 | 99 | 99 | 99 | 99 | 136 | 124 | 99 | 99 | 136 | 105 | 136 | 100 | 99 | 178 | 99 | 99 | 99 | 99 | 82 | 80 | 99 | 99 | 95 | 710 | 710 | 350 | 120 | 104 | 710 | 710 | 99 | 99 | 80 | 178 | 269 | 325 | 350 | 119 | 120 | 140 | 140 | 99 | 105 | 100 | 120 | 139 | 135 | 190 | 99 | 99 | 1283 | 537 | 178 | 178 | 178 | 105 | 105 | 136 | 105 | 82 | 82 | 119 | 332 | 109 | 82 | 186 | 105 | 434 | 1577 | 105 | 105 | 267 | 269 | 269 | 593 | 178 | 136 | 467 | 63 | 195 | 178 | 125 | 125 | 99 | 95 | 99 | 178 | 178 | 105 | 99 | 99 | 105 | 105 | 105 | 710 | 710 | 79 | 79 | 105 | 178 | 186 | 178 | 685
05/07/25 08:00 | 99 | 99 | 178 | 145 | 536 | 393 | 393 | 593 | 434 | 99 | 140 | 103 | 109 | 105 | 99 | 187 | 187 | 187 | 104 | 112 | 105 | 82 | 82 | 105 | 105 | 99 | 178 | 434 | 434 | 34 | 120 | 120 | 104 | 178 | 178 | 178 | 178 | 120 | 178 | 99 | 178 | 140 | 140 | 99 | 105 | 99 | 96 | 96 | 178 | 178 | 120 | 120 | 178 | 178 | 178 | 105 | 99 | 99 | 99 | 82 | 82 | 136 | 140 | 130 | 99 | 122 | 196 | 178 | 136 | 178 | 124 | 178 | 178 | 178 | 99 | 136 | 195 | 178 | 178 | 192 | 187 | 120 | 187 | 187 | 187 | 119 | 119 | 570 | 570 | 140 | 140 | 842 | 105 | 109 | 109 | 82 | 82 | 75 | 75 | 178 | 178 | 178 | 178 | 82 | 82 | 710 | 69 | 70 | 710 | 710 | 710 | 144 | 63 | 99 | 570 | 570 | 178 | 200 | 109 | 109 | 79 | 79 | 434 | 740 | 228 | 115 | 195 | 124 | 80 | 120 | 105 | 178 | 178 | 178 | 69 | 70 | 69 | 69 | 132 | 132 | 710 | 710 | 66 | 66 | 710 | 109 | 109 | 82 | 82 | 144 | 144 | 710 | 178 | 124 | 99 | 99 | 99 | 761 | 187 | 761 | 761 | 761 | 178 | 178 | 115 | 434 | 434 | 555 | 123 | 178 | 130 | 178 | 103 | 238 | 434 | 178 | 132 | 178 | 144 | 144 | 140 | 140 | 136 | 178 | 178 | 178 | 196 | 178 | 178 | 178 | 130 | 99 | 136 | 178 | 105 | 187 | 187 | 187 | 105 | 130 | 434 | 105 | 105 | 593 | 119 | 178 | 120 | 178 | 178 | 178 | 646 | 161 | 161 | 434 | 434 | 187 | 124 | 99 | 105 | 63 | 178 | 187 | 136 | 187 | 187 | 99 | 99 | 105 | 178 | 178 | 1577 | 1577 | 143 | 104 | 82 | 82 | 82 | 82 | 186 | 124 | 136 | 99 | 178 | 178 | 99 | 99 | 105 | 105 | 99 | 99 | 100 | 100 | 200 | 143 | 82 | 82 | 82 | 412 | 412 | 82 | 82 | 109 | 178 | 99 | 82 | 109 | 140 | 140 | 196 | 178 | 178 | 99 | 178 | 350 | 99 | 99 | 99 | 392 | 97 | 99 | 761 | 178 | 124 | 103 | 178 | 746 | 646 | 178 | 178 | 178 | 178 | 190 | 105 | 136 | 134 | 136 | 136 | 99 | 105 | 99 | 105 | 99 | 99 | 99 | 74 | 74 | 99 | 178 | 178 | 99 | 104 | 178 | 178 | 211 | 196 | 69 | 69 | 144 | 144 | 103 | 99 | 99 | 82 | 82 | 82 | 82 | 82 | 99 | 79 | 79 | 108 | 109 | 109 | 99 | 99 | 99 | 178 | 393 | 350 | 350 | 434 | 1283 | 351 | 140 | 140 | 140 | 186 | 157 | 144 | 186 | 195 | 105 | 119 | 593 | 119 | 332 | 120 | 80 | 536 | 105 | 144 | 144 | 105 | 384 | 99 | 99 | 434 | 98 | 107 | 140 | 107 | 140 | 99 | 99 | 178 | 103 | 103 | 103 | 120 | 120 | 570 | 99 | 393 | 434 | 593 | 178 | 178 | 178 | 178 | 136 | 122 | 82 | 82 | 105 | 434 | 350 | 99 | 99 | 99 | 99 | 99 | 99 | 200 | 200 | 119 | 105 | 105 | 195 | 710 | 82 | 80 | 107 | 140 | 136 | 136 | 104 | 196 | 80 | 562 | 120 | 267 | 351 | 593 | 178 | 99 | 134 | 103 | 103 | 710 | 710 | 710 | 185 | 178 | 99 | 178 | 178 | 119 | 120 | 136 | 434 | 512 | 99 | 80 | 269 | 178 | 140 | 136 | 731 | 731 | 660 | 660 | 136 | 99 | 99 | 350 | 350 | 99 | 178 | 99 | 109 | 143 | 434 | 178 | 99 | 140 | 190 | 195 | 135 | 195 | 710 | 136 | 105 | 124 | 99 | 353 | 178 | 99 | 136 | 99 | 187 | 99 | 761 | 761 | 99 | 99 | 99 | 99 | 136 | 124 | 99 | 99 | 136 | 105 | 136 | 100 | 99 | 178 | 99 | 99 | 99 | 99 | 82 | 80 | 99 | 99 | 95 | 710 | 710 | 350 | 120 | 104 | 710 | 710 | 99 | 99 | 80 | 178 | 269 | 325 | 350 | 119 | 120 | 140 | 140 | 99 | 105 | 100 | 120 | 139 | 135 | 190 | 99 | 99 | 1283 | 537 | 178 | 178 | 178 | 105 | 105 | 136 | 105 | 82 | 82 | 119 | 332 | 109 | 82 | 186 | 105 | 434 | 1577 | 105 | 105 | 267 | 269 | 269 | 593 | 178 | 136 | 467 | 63 | 195 | 178 | 125 | 125 | 99 | 95 | 99 | 178 | 178 | 105 | 99 | 99 | 105 | 105 | 105 | 710 | 710 | 79 | 79 | 105 | 178 | 186 | 178 | 685
05/07/25 08:30 | 99 | 99 | 178 | 145 | 536 | 393 | 393 | 593 | 434 | 99 | 140 | 103 | 109 | 105 | 99 | 187 | 187 | 187 | 104 | 112 | 105 | 82 | 82 | 105 | 105 | 99 | 178 | 434 | 434 | 34 | 120 | 120 | 104 | 178 | 178 | 178 | 178 | 120 | 178 | 99 | 178 | 140 | 140 | 99 | 105 | 99 | 96 | 96 | 178 | 178 | 120 | 120 | 178 | 178 | 178 | 105 | 99 | 99 | 99 | 82 | 82 | 136 | 140 | 130 | 99 | 122 | 196 | 178 | 136 | 178 | 124 | 178 | 178 | 178 | 99 | 136 | 195 | 178 | 178 | 192 | 187 | 120 | 187 | 187 | 187 | 119 | 119 | 570 | 570 | 140 | 140 | 842 | 105 | 109 | 109 | 82 | 82 | 75 | 75 | 178 | 178 | 178 | 178 | 82 | 82 | 710 | 69 | 70 | 710 | 710 | 710 | 144 | 63 | 99 | 570 | 570 | 178 | 200 | 109 | 109 | 79 | 79 | 434 | 740 | 228 | 115 | 195 | 124 | 80 | 120 | 105 | 178 | 178 | 178 | 69 | 70 | 69 | 69 | 132 | 132 | 710 | 710 | 66 | 66 | 710 | 109 | 109 | 82 | 82 | 144 | 144 | 710 | 178 | 124 | 99 | 99 | 99 | 761 | 187 | 761 | 761 | 761 | 178 | 178 | 115 | 434 | 434 | 555 | 123 | 178 | 130 | 178 | 103 | 238 | 434 | 178 | 132 | 178 | 144 | 144 | 140 | 140 | 136 | 178 | 178 | 178 | 196 | 178 | 178 | 178 | 130 | 99 | 136 | 178 | 105 | 187 | 187 | 187 | 105 | 130 | 434 | 105 | 105 | 593 | 119 | 178 | 120 | 178 | 178 | 178 | 646 | 161 | 161 | 434 | 434 | 187 | 124 | 99 | 105 | 63 | 178 | 187 | 136 | 187 | 187 | 99 | 99 | 105 | 178 | 178 | 1577 | 1577 | 143 | 104 | 82 | 82 | 82 | 82 | 186 | 124 | 136 | 99 | 178 | 178 | 99 | 99 | 105 | 105 | 99 | 99 | 100 | 100 | 200 | 143 | 82 | 82 | 82 | 412 | 412 | 82 | 82 | 109 | 178 | 99 | 82 | 109 | 140 | 140 | 196 | 178 | 178 | 99 | 178 | 350 | 99 | 99 | 99 | 392 | 97 | 99 | 761 | 178 | 124 | 103 | 178 | 746 | 646 | 178 | 178 | 178 | 178 | 190 | 105 | 136 | 134 | 136 | 136 | 99 | 105 | 99 | 105 | 99 | 99 | 99 | 74 | 74 | 99 | 178 | 178 | 99 | 104 | 178 | 178 | 211 | 196 | 69 | 69 | 144 | 144 | 103 | 99 | 99 | 82 | 82 | 82 | 82 | 82 | 99 | 79 | 79 | 108 | 109 | 109 | 99 | 99 | 99 | 178 | 393 | 350 | 350 | 434 | 1283 | 351 | 140 | 140 | 140 | 186 | 157 | 144 | 186 | 195 | 105 | 119 | 593 | 119 | 332 | 120 | 80 | 536 | 105 | 144 | 144 | 105 | 384 | 99 | 99 | 434 | 98 | 107 | 140 | 107 | 140 | 99 | 99 | 178 | 103 | 103 | 103 | 120 | 120 | 570 | 99 | 393 | 434 | 593 | 178 | 178 | 178 | 178 | 136 | 122 | 82 | 82 | 105 | 434 | 350 | 99 | 99 | 99 | 99 | 99 | 99 | 200 | 200 | 119 | 105 | 105 | 195 | 710 | 82 | 80 | 107 | 140 | 136 | 136 | 104 | 196 | 80 | 562 | 120 | 267 | 351 | 593 | 178 | 99 | 134 | 103 | 103 | 710 | 710 | 710 | 185 | 178 | 99 | 178 | 178 | 119 | 120 | 136 | 434 | 512 | 99 | 80 | 269 | 178 | 140 | 136 | 731 | 731 | 660 | 660 | 136 | 99 | 99 | 350 | 350 | 99 | 178 | 99 | 109 | 143 | 434 | 178 | 99 | 140 | 190 | 195 | 135 | 195 | 710 | 136 | 105 | 124 | 99 | 353 | 178 | 99 | 136 | 99 | 187 | 99 | 761 | 761 | 99 | 99 | 99 | 99 | 136 | 124 | 99 | 99 | 136 | 105 | 136 | 100 | 99 | 178 | 99 | 99 | 99 | 99 | 82 | 80 | 99 | 99 | 95 | 710 | 710 | 350 | 120 | 104 | 710 | 710 | 99 | 99 | 80 | 178 | 269 | 325 | 350 | 119 | 120 | 140 | 140 | 99 | 105 | 100 | 120 | 139 | 135 | 190 | 99 | 99 | 1283 | 537 | 178 | 178 | 178 | 105 | 105 | 136 | 105 | 82 | 82 | 119 | 332 | 109 | 82 | 186 | 105 | 434 | 1577 | 105 | 105 | 267 | 269 | 269 | 593 | 178 | 136 | 467 | 63 | 195 | 178 | 125 | 125 | 99 | 95 | 99 | 178 | 178 | 105 | 99 | 99 | 105 | 105 | 105 | 710 | 710 | 79 | 79 | 105 | 178 | 186 | 178 | 685
05/07/25 09:00 | 99 | 99 | 178 | 145 | 536 | 393 | 393 | 593 | 434 | 99 | 140 | 103 | 109 | 105 | 99 | 187 | 187 | 187 | 104 | 112 | 105 | 82 | 82 | 105 | 105 | 99 | 178 | 434 | 434 | 34 | 120 | 120 | 104 | 178 | 178 | 178 | 178 | 120 | 178 | 99 | 178 | 140 | 140 | 99 | 105 | 99 | 96 | 96 | 178 | 178 | 120 | 120 | 178 | 178 | 178 | 105 | 99 | 99 | 99 | 82 | 82 | 136 | 140 | 130 | 99 | 122 | 196 | 178 | 136 | 178 | 124 | 178 | 178 | 178 | 99 | 136 | 195 | 178 | 178 | 192 | 187 | 120 | 187 | 187 | 187 | 119 | 119 | 570 | 570 | 140 | 140 | 842 | 105 | 109 | 109 | 82 | 82 | 75 | 75 | 178 | 178 | 178 | 178 | 82 | 82 | 710 | 69 | 70 | 710 | 710 | 710 | 144 | 63 | 99 | 570 | 570 | 178 | 200 | 109 | 109 | 79 | 79 | 434 | 740 | 228 | 115 | 195 | 124 | 80 | 120 | 105 | 178 | 178 | 178 | 69 | 70 | 69 | 69 | 132 | 132 | 710 | 710 | 66 | 66 | 710 | 109 | 109 | 82 | 82 | 144 | 144 | 710 | 178 | 124 | 99 | 99 | 99 | 761 | 187 | 761 | 761 | 761 | 178 | 178 | 115 | 434 | 434 | 555 | 123 | 178 | 130 | 178 | 103 | 238 | 434 | 178 | 132 | 178 | 144 | 144 | 140 | 140 | 136 | 178 | 178 | 178 | 196 | 178 | 178 | 178 | 130 | 99 | 136 | 178 | 105 | 187 | 187 | 187 | 105 | 130 | 434 | 105 | 105 | 593 | 119 | 178 | 120 | 178 | 178 | 178 | 646 | 161 | 161 | 434 | 434 | 187 | 124 | 99 | 105 | 63 | 178 | 187 | 136 | 187 | 187 | 99 | 99 | 105 | 178 | 178 | 1577 | 1577 | 143 | 104 | 82 | 82 | 82 | 82 | 186 | 124 | 136 | 99 | 178 | 178 | 99 | 99 | 105 | 105 | 99 | 99 | 100 | 100 | 200 | 143 | 82 | 82 | 82 | 412 | 412 | 82 | 82 | 109 | 178 | 99 | 82 | 109 | 140 | 140 | 196 | 178 | 178 | 99 | 178 | 350 | 99 | 99 | 99 | 392 | 97 | 99 | 761 | 178 | 124 | 103 | 178 | 746 | 646 | 178 | 178 | 178 | 178 | 190 | 105 | 136 | 134 | 136 | 136 | 99 | 105 | 99 | 105 | 99 | 99 | 99 | 74 | 74 | 99 | 178 | 178 | 99 | 104 | 178 | 178 | 211 | 196 | 69 | 69 | 144 | 144 | 103 | 99 | 99 | 82 | 82 | 82 | 82 | 82 | 99 | 79 | 79 | 108 | 109 | 109 | 99 | 99 | 99 | 178 | 393 | 350 | 350 | 434 | 1283 | 351 | 140 | 140 | 140 | 186 | 157 | 144 | 186 | 195 | 105 | 119 | 593 | 119 | 332 | 120 | 80 | 536 | 105 | 144 | 144 | 105 | 384 | 99 | 99 | 434 | 98 | 107 | 140 | 107 | 140 | 99 | 99 | 178 | 103 | 103 | 103 | 120 | 120 | 570 | 99 | 393 | 434 | 593 | 178 | 178 | 178 | 178 | 136 | 122 | 82 | 82 | 105 | 434 | 350 | 99 | 99 | 99 | 99 | 99 | 99 | 200 | 200 | 119 | 105 | 105 | 195 | 710 | 82 | 80 | 107 | 140 | 136 | 136 | 104 | 196 | 80 | 562 | 120 | 267 | 351 | 593 | 178 | 99 | 134 | 103 | 103 | 710 | 710 | 710 | 185 | 178 | 99 | 178 | 178 | 119 | 120 | 136 | 434 | 512 | 99 | 80 | 269 | 178 | 140 | 136 | 731 | 731 | 660 | 660 | 136 | 99 | 99 | 350 | 350 | 99 | 178 | 99 | 109 | 143 | 434 | 178 | 99 | 140 | 190 | 195 | 135 | 195 | 710 | 136 | 105 | 124 | 99 | 353 | 178 | 99 | 136 | 99 | 187 | 99 | 761 | 761 | 99 | 99 | 99 | 99 | 136 | 124 | 99 | 99 | 136 | 105 | 136 | 100 | 99 | 178 | 99 | 99 | 99 | 99 | 82 | 80 | 99 | 99 | 95 | 710 | 710 | 350 | 120 | 104 | 710 | 710 | 99 | 99 | 80 | 178 | 269 | 325 | 350 | 119 | 120 | 140 | 140 | 99 | 105 | 100 | 120 | 139 | 135 | 190 | 99 | 99 | 1283 | 537 | 178 | 178 | 178 | 105 | 105 | 136 | 105 | 82 | 82 | 119 | 332 | 109 | 82 | 186 | 105 | 434 | 1577 | 105 | 105 | 267 | 269 | 269 | 593 | 178 | 136 | 467 | 63 | 195 | 178 | 125 | 125 | 99 | 95 | 99 | 178 | 178 | 105 | 99 | 99 | 105 | 105 | 105 | 710 | 710 | 79 | 79 | 105 | 178 | 186 | 178 | 685
05/07/25 09:30 | 99 | 99 | 178 | 145 | 536 | 393 | 393 | 593 | 434 | 99 | 140 | 103 | 109 | 105 | 99 | 187 | 187 | 187 | 104 | 112 | 105 | 82 | 82 | 105 | 105 | 99 | 178 | 434 | 434 | 34 | 120 | 120 | 104 | 178 | 178 | 178 | 178 | 120 | 178 | 99 | 178 | 140 | 140 | 99 | 105 | 99 | 96 | 96 | 178 | 178 | 120 | 120 | 178 | 178 | 178 | 105 | 99 | 99 | 99 | 82 | 82 | 136 | 140 | 130 | 99 | 122 | 196 | 178 | 136 | 178 | 124 | 178 | 178 | 178 | 99 | 136 | 195 | 178 | 178 | 192 | 187 | 120 | 187 | 187 | 187 | 119 | 119 | 570 | 570 | 140 | 140 | 842 | 105 | 109 | 109 | 82 | 82 | 75 | 75 | 178 | 178 | 178 | 178 | 82 | 82 | 710 | 69 | 70 | 710 | 710 | 710 | 144 | 63 | 99 | 570 | 570 | 178 | 200 | 109 | 109 | 79 | 79 | 434 | 740 | 228 | 115 | 195 | 124 | 80 | 120 | 105 | 178 | 178 | 178 | 69 | 70 | 69 | 69 | 132 | 132 | 710 | 710 | 66 | 66 | 710 | 109 | 109 | 82 | 82 | 144 | 144 | 710 | 178 | 124 | 99 | 99 | 99 | 761 | 187 | 761 | 761 | 761 | 178 | 178 | 115 | 434 | 434 | 555 | 123 | 178 | 130 | 178 | 103 | 238 | 434 | 178 | 132 | 178 | 144 | 144 | 140 | 140 | 136 | 178 | 178 | 178 | 196 | 178 | 178 | 178 | 130 | 99 | 136 | 178 | 105 | 187 | 187 | 187 | 105 | 130 | 434 | 105 | 105 | 593 | 119 | 178 | 120 | 178 | 178 | 178 | 646 | 161 | 161 | 434 | 434 | 187 | 124 | 99 | 105 | 63 | 178 | 187 | 136 | 187 | 187 | 99 | 99 | 105 | 178 | 178 | 1577 | 1577 | 143 | 104 | 82 | 82 | 82 | 82 | 186 | 124 | 136 | 99 | 178 | 178 | 99 | 99 | 105 | 105 | 99 | 99 | 100 | 100 | 200 | 143 | 82 | 82 | 82 | 412 | 412 | 82 | 82 | 109 | 178 | 99 | 82 | 109 | 140 | 140 | 196 | 178 | 178 | 99 | 178 | 350 | 99 | 99 | 99 | 392 | 97 | 99 | 761 | 178 | 124 | 103 | 178 | 746 | 646 | 178 | 178 | 178 | 178 | 190 | 105 | 136 | 134 | 136 | 136 | 99 | 105 | 99 | 105 | 99 | 99 | 99 | 74 | 74 | 99 | 178 | 178 | 99 | 104 | 178 | 178 | 211 | 196 | 69 | 69 | 144 | 144 | 103 | 99 | 99 | 82 | 82 | 82 | 82 | 82 | 99 | 79 | 79 | 108 | 109 | 109 | 99 | 99 | 99 | 178 | 393 | 350 | 350 | 434 | 1283 | 351 | 140 | 140 | 140 | 186 | 157 | 144 | 186 | 195 | 105 | 119 | 593 | 119 | 332 | 120 | 80 | 536 | 105 | 144 | 144 | 105 | 384 | 99 | 99 | 434 | 98 | 107 | 140 | 107 | 140 | 99 | 99 | 178 | 103 | 103 | 103 | 120 | 120 | 570 | 99 | 393 | 434 | 593 | 178 | 178 | 178 | 178 | 136 | 122 | 82 | 82 | 105 | 434 | 350 | 99 | 99 | 99 | 99 | 99 | 99 | 200 | 200 | 119 | 105 | 105 | 195 | 710 | 82 | 80 | 107 | 140 | 136 | 136 | 104 | 196 | 80 | 562 | 120 | 267 | 351 | 593 | 178 | 99 | 134 | 103 | 103 | 710 | 710 | 710 | 185 | 178 | 99 | 178 | 178 | 119 | 120 | 136 | 434 | 512 | 99 | 80 | 269 | 178 | 140 | 136 | 731 | 731 | 660 | 660 | 136 | 99 | 99 | 350 | 350 | 99 | 178 | 99 | 109 | 143 | 434 | 178 | 99 | 140 | 190 | 195 | 135 | 195 | 710 | 136 | 105 | 124 | 99 | 353 | 178 | 99 | 136 | 99 | 187 | 99 | 761 | 761 | 99 | 99 | 99 | 99 | 136 | 124 | 99 | 99 | 136 | 105 | 136 | 100 | 99 | 178 | 99 | 99 | 99 | 99 | 82 | 80 | 99 | 99 | 95 | 710 | 710 | 350 | 120 | 104 | 710 | 710 | 99 | 99 | 80 | 178 | 269 | 325 | 350 | 119 | 120 | 140 | 140 | 99 | 105 | 100 | 120 | 139 | 135 | 190 | 99 | 99 | 1283 | 537 | 178 | 178 | 178 | 105 | 105 | 136 | 105 | 82 | 82 | 119 | 332 | 109 | 82 | 186 | 105 | 434 | 1577 | 105 | 105 | 267 | 269 | 269 | 593 | 178 | 136 | 467 | 63 | 195 | 178 | 125 | 125 | 99 | 95 | 99 | 178 | 178 | 105 | 99 | 99 | 105 | 105 | 105 | 710 | 710 | 79 | 79 | 105 | 178 | 186 | 178 | 685
05/07/25 10:00 | 99 | 99 | 178 | 145 | 536 | 393 | 393 | 593 | 434 | 99 | 140 | 103 | 109 | 105 | 99 | 187 | 187 | 187 | 104 | 112 | 105 | 82 | 82 | 105 | 105 | 99 | 178 | 434 | 434 | 34 | 120 | 120 | 104 | 178 | 178 | 178 | 178 | 120 | 178 | 99 | 178 | 140 | 140 | 99 | 105 | 99 | 96 | 96 | 178 | 178 | 120 | 120 | 178 | 178 | 178 | 105 | 99 | 99 | 99 | 82 | 82 | 136 | 140 | 130 | 99 | 122 | 196 | 178 | 136 | 178 | 124 | 178 | 178 | 178 | 99 | 136 | 195 | 178 | 178 | 192 | 187 | 120 | 187 | 187 | 187 | 119 | 119 | 570 | 570 | 140 | 140 | 842 | 105 | 109 | 109 | 82 | 82 | 75 | 75 | 178 | 178 | 178 | 178 | 82 | 82 | 710 | 69 | 70 | 710 | 710 | 710 | 144 | 63 | 99 | 570 | 570 | 178 | 200 | 109 | 109 | 79 | 79 | 434 | 740 | 228 | 115 | 195 | 124 | 80 | 120 | 105 | 178 | 178 | 178 | 69 | 70 | 69 | 69 | 132 | 132 | 710 | 710 | 66 | 66 | 710 | 109 | 109 | 82 | 82 | 144 | 144 | 710 | 178 | 124 | 99 | 99 | 99 | 761 | 187 | 761 | 761 | 761 | 178 | 178 | 115 | 434 | 434 | 555 | 123 | 178 | 130 | 178 | 103 | 238 | 434 | 178 | 132 | 178 | 144 | 144 | 140 | 140 | 136 | 178 | 178 | 178 | 196 | 178 | 178 | 178 | 130 | 99 | 136 | 178 | 105 | 187 | 187 | 187 | 105 | 130 | 434 | 105 | 105 | 593 | 119 | 178 | 120 | 178 | 178 | 178 | 646 | 161 | 161 | 434 | 434 | 187 | 124 | 99 | 105 | 63 | 178 | 187 | 136 | 187 | 187 | 99 | 99 | 105 | 178 | 178 | 1577 | 1577 | 143 | 104 | 82 | 82 | 82 | 82 | 186 | 124 | 136 | 99 | 178 | 178 | 99 | 99 | 105 | 105 | 99 | 99 | 100 | 100 | 200 | 143 | 82 | 82 | 82 | 412 | 412 | 82 | 82 | 109 | 178 | 99 | 82 | 109 | 140 | 140 | 196 | 178 | 178 | 99 | 178 | 350 | 99 | 99 | 99 | 392 | 97 | 99 | 761 | 178 | 124 | 103 | 178 | 746 | 646 | 178 | 178 | 178 | 178 | 190 | 105 | 136 | 134 | 136 | 136 | 99 | 105 | 99 | 105 | 99 | 99 | 99 | 74 | 74 | 99 | 178 | 178 | 99 | 104 | 178 | 178 | 211 | 196 | 69 | 69 | 144 | 144 | 103 | 99 | 99 | 82 | 82 | 82 | 82 | 82 | 99 | 79 | 79 | 108 | 109 | 109 | 99 | 99 | 99 | 178 | 393 | 350 | 350 | 434 | 1283 | 351 | 140 | 140 | 140 | 186 | 157 | 144 | 186 | 195 | 105 | 119 | 593 | 119 | 332 | 120 | 80 | 536 | 105 | 144 | 144 | 105 | 384 | 99 | 99 | 434 | 98 | 107 | 140 | 107 | 140 | 99 | 99 | 178 | 103 | 103 | 103 | 120 | 120 | 570 | 99 | 393 | 434 | 593 | 178 | 178 | 178 | 178 | 136 | 122 | 82 | 82 | 105 | 434 | 350 | 99 | 99 | 99 | 99 | 99 | 99 | 200 | 200 | 119 | 105 | 105 | 195 | 710 | 82 | 80 | 107 | 140 | 136 | 136 | 104 | 196 | 80 | 562 | 120 | 267 | 351 | 593 | 178 | 99 | 134 | 103 | 103 | 710 | 710 | 710 | 185 | 178 | 99 | 178 | 178 | 119 | 120 | 136 | 434 | 512 | 99 | 80 | 269 | 178 | 140 | 136 | 731 | 731 | 660 | 660 | 136 | 99 | 99 | 350 | 350 | 99 | 178 | 99 | 109 | 143 | 434 | 178 | 99 | 140 | 190 | 195 | 135 | 195 | 710 | 136 | 105 | 124 | 99 | 353 | 178 | 99 | 136 | 99 | 187 | 99 | 761 | 761 | 99 | 99 | 99 | 99 | 136 | 124 | 99 | 99 | 136 | 105 | 136 | 100 | 99 | 178 | 99 | 99 | 99 | 99 | 82 | 80 | 99 | 99 | 95 | 710 | 710 | 350 | 120 | 104 | 710 | 710 | 99 | 99 | 80 | 178 | 269 | 325 | 350 | 119 | 120 | 140 | 140 | 99 | 105 | 100 | 120 | 139 | 135 | 190 | 99 | 99 | 1283 | 537 | 178 | 178 | 178 | 105 | 105 | 136 | 105 | 82 | 82 | 119 | 332 | 109 | 82 | 186 | 105 | 434 | 1577 | 105 | 105 | 267 | 269 | 269 | 593 | 178 | 136 | 467 | 63 | 195 | 178 | 125 | 125 | 99 | 95 | 99 | 178 | 178 | 105 | 99 | 99 | 105 | 105 | 105 | 710 | 710 | 79 | 79 | 105 | 178 | 186 | 178 | 685
05/07/25 10:30 | 99 | 99 | 178 | 145 | 536 | 393 | 393 | 593 | 434 | 99 | 140 | 103 | 109 | 105 | 99 | 187 | 187 | 187 | 104 | 112 | 105 | 82 | 82 | 105 | 105 | 99 | 178 | 434 | 434 | 34 | 120 | 120 | 104 | 178 | 178 | 178 | 178 | 120 | 178 | 99 | 178 | 140 | 140 | 99 | 105 | 99 | 96 | 96 | 178 | 178 | 120 | 120 | 178 | 178 | 178 | 105 | 99 | 99 | 99 | 82 | 82 | 136 | 140 | 130 | 99 | 122 | 196 | 178 | 136 | 178 | 124 | 178 | 178 | 178 | 99 | 136 | 195 | 178 | 178 | 192 | 187 | 120 | 187 | 187 | 187 | 119 | 119 | 570 | 570 | 140 | 140 | 842 | 105 | 109 | 109 | 82 | 82 | 75 | 75 | 178 | 178 | 178 | 178 | 82 | 82 | 710 | 69 | 70 | 710 | 710 | 710 | 144 | 63 | 99 | 570 | 570 | 178 | 200 | 109 | 109 | 79 | 79 | 434 | 740 | 228 | 115 | 195 | 124 | 80 | 120 | 105 | 178 | 178 | 178 | 69 | 70 | 69 | 69 | 132 | 132 | 710 | 710 | 66 | 66 | 710 | 109 | 109 | 82 | 82 | 144 | 144 | 710 | 178 | 124 | 99 | 99 | 99 | 761 | 187 | 761 | 761 | 761 | 178 | 178 | 115 | 434 | 434 | 555 | 123 | 178 | 130 | 178 | 103 | 238 | 434 | 178 | 132 | 178 | 144 | 144 | 140 | 140 | 136 | 178 | 178 | 178 | 196 | 178 | 178 | 178 | 130 | 99 | 136 | 178 | 105 | 187 | 187 | 187 | 105 | 130 | 434 | 105 | 105 | 593 | 119 | 178 | 120 | 178 | 178 | 178 | 646 | 161 | 161 | 434 | 434 | 187 | 124 | 99 | 105 | 63 | 178 | 187 | 136 | 187 | 187 | 99 | 99 | 105 | 178 | 178 | 1577 | 1577 | 143 | 104 | 82 | 82 | 82 | 82 | 186 | 124 | 136 | 99 | 178 | 178 | 99 | 99 | 105 | 105 | 99 | 99 | 100 | 100 | 200 | 143 | 82 | 82 | 82 | 412 | 412 | 82 | 82 | 109 | 178 | 99 | 82 | 109 | 140 | 140 | 196 | 178 | 178 | 99 | 178 | 350 | 99 | 99 | 99 | 392 | 97 | 99 | 761 | 178 | 124 | 103 | 178 | 746 | 646 | 178 | 178 | 178 | 178 | 190 | 105 | 136 | 134 | 136 | 136 | 99 | 105 | 99 | 105 | 99 | 99 | 99 | 74 | 74 | 99 | 178 | 178 | 99 | 104 | 178 | 178 | 211 | 196 | 69 | 69 | 144 | 144 | 103 | 99 | 99 | 82 | 82 | 82 | 82 | 82 | 99 | 79 | 79 | 108 | 109 | 109 | 99 | 99 | 99 | 178 | 393 | 350 | 350 | 434 | 1283 | 351 | 140 | 140 | 140 | 186 | 157 | 144 | 186 | 195 | 105 | 119 | 593 | 119 | 332 | 120 | 80 | 536 | 105 | 144 | 144 | 105 | 384 | 99 | 99 | 434 | 98 | 107 | 140 | 107 | 140 | 99 | 99 | 178 | 103 | 103 | 103 | 120 | 120 | 570 | 99 | 393 | 434 | 593 | 178 | 178 | 178 | 178 | 136 | 122 | 82 | 82 | 105 | 434 | 350 | 99 | 99 | 99 | 99 | 99 | 99 | 200 | 200 | 119 | 105 | 105 | 195 | 710 | 82 | 80 | 107 | 140 | 136 | 136 | 104 | 196 | 80 | 562 | 120 | 267 | 351 | 593 | 178 | 99 | 134 | 103 | 103 | 710 | 710 | 710 | 185 | 178 | 99 | 178 | 178 | 119 | 120 | 136 | 434 | 512 | 99 | 80 | 269 | 178 | 140 | 136 | 731 | 731 | 660 | 660 | 136 | 99 | 99 | 350 | 350 | 99 | 178 | 99 | 109 | 143 | 434 | 178 | 99 | 140 | 190 | 195 | 135 | 195 | 710 | 136 | 105 | 124 | 99 | 353 | 178 | 99 | 136 | 99 | 187 | 99 | 761 | 761 | 99 | 99 | 99 | 99 | 136 | 124 | 99 | 99 | 136 | 105 | 136 | 100 | 99 | 178 | 99 | 99 | 99 | 99 | 82 | 80 | 99 | 99 | 95 | 710 | 710 | 350 | 120 | 104 | 710 | 710 | 99 | 99 | 80 | 178 | 269 | 325 | 350 | 119 | 120 | 140 | 140 | 99 | 105 | 100 | 120 | 139 | 135 | 190 | 99 | 99 | 1283 | 537 | 178 | 178 | 178 | 105 | 105 | 136 | 105 | 82 | 82 | 119 | 332 | 109 | 82 | 186 | 105 | 434 | 1577 | 105 | 105 | 267 | 269 | 269 | 593 | 178 | 136 | 467 | 63 | 195 | 178 | 125 | 125 | 99 | 95 | 99 | 178 | 178 | 105 | 99 | 99 | 105 | 105 | 105 | 710 | 710 | 79 | 79 | 105 | 178 | 186 | 178 | 685
05/07/25 11:00 | 99 | 99 | 178 | 145 | 536 | 393 | 393 | 593 | 434 | 99 | 140 | 103 | 109 | 105 | 99 | 187 | 187 | 187 | 104 | 112 | 105 | 82 | 82 | 105 | 105 | 99 | 178 | 434 | 434 | 34 | 120 | 120 | 104 | 178 | 178 | 178 | 178 | 120 | 178 | 99 | 178 | 140 | 140 | 99 | 105 | 99 | 96 | 96 | 178 | 178 | 120 | 120 | 178 | 178 | 178 | 105 | 99 | 99 | 99 | 82 | 82 | 136 | 140 | 130 | 99 | 122 | 196 | 178 | 136 | 178 | 124 | 178 | 178 | 178 | 99 | 136 | 195 | 178 | 178 | 192 | 187 | 120 | 187 | 187 | 187 | 119 | 119 | 570 | 570 | 140 | 140 | 842 | 105 | 109 | 109 | 82 | 82 | 75 | 75 | 178 | 178 | 178 | 178 | 82 | 82 | 710 | 69 | 70 | 710 | 710 | 710 | 144 | 63 | 99 | 570 | 570 | 178 | 200 | 109 | 109 | 79 | 79 | 434 | 740 | 228 | 115 | 195 | 124 | 80 | 120 | 105 | 178 | 178 | 178 | 69 | 70 | 69 | 69 | 132 | 132 | 710 | 710 | 66 | 66 | 710 | 109 | 109 | 82 | 82 | 144 | 144 | 710 | 178 | 124 | 99 | 99 | 99 | 761 | 187 | 761 | 761 | 761 | 178 | 178 | 115 | 434 | 434 | 555 | 123 | 178 | 130 | 178 | 103 | 238 | 434 | 178 | 132 | 178 | 144 | 144 | 140 | 140 | 136 | 178 | 178 | 178 | 196 | 178 | 178 | 178 | 130 | 99 | 136 | 178 | 105 | 187 | 187 | 187 | 105 | 130 | 434 | 105 | 105 | 593 | 119 | 178 | 120 | 178 | 178 | 178 | 646 | 161 | 161 | 434 | 434 | 187 | 124 | 99 | 105 | 63 | 178 | 187 | 136 | 187 | 187 | 99 | 99 | 105 | 178 | 178 | 1577 | 1577 | 143 | 104 | 82 | 82 | 82 | 82 | 186 | 124 | 136 | 99 | 178 | 178 | 99 | 99 | 105 | 105 | 99 | 99 | 100 | 100 | 200 | 143 | 82 | 82 | 82 | 412 | 412 | 82 | 82 | 109 | 178 | 99 | 82 | 109 | 140 | 140 | 196 | 178 | 178 | 99 | 178 | 350 | 99 | 99 | 99 | 392 | 97 | 99 | 761 | 178 | 124 | 103 | 178 | 746 | 646 | 178 | 178 | 178 | 178 | 190 | 105 | 136 | 134 | 136 | 136 | 99 | 105 | 99 | 105 | 99 | 99 | 99 | 74 | 74 | 99 | 178 | 178 | 99 | 104 | 178 | 178 | 211 | 196 | 69 | 69 | 144 | 144 | 103 | 99 | 99 | 82 | 82 | 82 | 82 | 82 | 99 | 79 | 79 | 108 | 109 | 109 | 99 | 99 | 99 | 178 | 393 | 350 | 350 | 434 | 1283 | 351 | 140 | 140 | 140 | 186 | 157 | 144 | 186 | 195 | 105 | 119 | 593 | 119 | 332 | 120 | 80 | 536 | 105 | 144 | 144 | 105 | 384 | 99 | 99 | 434 | 98 | 107 | 140 | 107 | 140 | 99 | 99 | 178 | 103 | 103 | 103 | 120 | 120 | 570 | 99 | 393 | 434 | 593 | 178 | 178 | 178 | 178 | 136 | 122 | 82 | 82 | 105 | 434 | 350 | 99 | 99 | 99 | 99 | 99 | 99 | 200 | 200 | 119 | 105 | 105 | 195 | 710 | 82 | 80 | 107 | 140 | 136 | 136 | 104 | 196 | 80 | 562 | 120 | 267 | 351 | 593 | 178 | 99 | 134 | 103 | 103 | 710 | 710 | 710 | 185 | 178 | 99 | 178 | 178 | 119 | 120 | 136 | 434 | 512 | 99 | 80 | 269 | 178 | 140 | 136 | 731 | 731 | 660 | 660 | 136 | 99 | 99 | 350 | 350 | 99 | 178 | 99 | 109 | 143 | 434 | 178 | 99 | 140 | 190 | 195 | 135 | 195 | 710 | 136 | 105 | 124 | 99 | 353 | 178 | 99 | 136 | 99 | 187 | 99 | 761 | 761 | 99 | 99 | 99 | 99 | 136 | 124 | 99 | 99 | 136 | 105 | 136 | 100 | 99 | 178 | 99 | 99 | 99 | 99 | 82 | 80 | 99 | 99 | 95 | 710 | 710 | 350 | 120 | 104 | 710 | 710 | 99 | 99 | 80 | 178 | 269 | 325 | 350 | 119 | 120 | 140 | 140 | 99 | 105 | 100 | 120 | 139 | 135 | 190 | 99 | 99 | 1283 | 537 | 178 | 178 | 178 | 105 | 105 | 136 | 105 | 82 | 82 | 119 | 332 | 109 | 82 | 186 | 105 | 434 | 1577 | 105 | 105 | 267 | 269 | 269 | 593 | 178 | 136 | 467 | 63 | 195 | 178 | 125 | 125 | 99 | 95 | 99 | 178 | 178 | 105 | 99 | 99 | 105 | 105 | 105 | 710 | 710 | 79 | 79 | 105 | 178 | 186 | 178 | 685
05/07/25 11:30 | 99 | 99 | 178 | 145 | 536 | 393 | 393 | 593 | 434 | 99 | 140 | 103 | 109 | 105 | 99 | 187 | 187 | 187 | 104 | 112 | 105 | 82 | 82 | 105 | 105 | 99 | 178 | 434 | 434 | 34 | 120 | 120 | 104 | 178 | 178 | 178 | 178 | 120 | 178 | 99 | 178 | 140 | 140 | 99 | 105 | 99 | 96 | 96 | 178 | 178 | 120 | 120 | 178 | 178 | 178 | 105 | 99 | 99 | 99 | 82 | 82 | 136 | 140 | 130 | 99 | 122 | 196 | 178 | 136 | 178 | 124 | 178 | 178 | 178 | 99 | 136 | 195 | 178 | 178 | 192 | 187 | 120 | 187 | 187 | 187 | 119 | 119 | 570 | 570 | 140 | 140 | 842 | 105 | 109 | 109 | 82 | 82 | 75 | 75 | 178 | 178 | 178 | 178 | 82 | 82 | 710 | 69 | 70 | 710 | 710 | 710 | 144 | 63 | 99 | 570 | 570 | 178 | 200 | 109 | 109 | 79 | 79 | 434 | 740 | 228 | 115 | 195 | 124 | 80 | 120 | 105 | 178 | 178 | 178 | 69 | 70 | 69 | 69 | 132 | 132 | 710 | 710 | 66 | 66 | 710 | 109 | 109 | 82 | 82 | 144 | 144 | 710 | 178 | 124 | 99 | 99 | 99 | 761 | 187 | 761 | 761 | 761 | 178 | 178 | 115 | 434 | 434 | 555 | 123 | 178 | 130 | 178 | 103 | 238 | 434 | 178 | 132 | 178 | 144 | 144 | 140 | 140 | 136 | 178 | 178 | 178 | 196 | 178 | 178 | 178 | 130 | 99 | 136 | 178 | 105 | 187 | 187 | 187 | 105 | 130 | 434 | 105 | 105 | 593 | 119 | 178 | 120 | 178 | 178 | 178 | 646 | 161 | 161 | 434 | 434 | 187 | 124 | 99 | 105 | 63 | 178 | 187 | 136 | 187 | 187 | 99 | 99 | 105 | 178 | 178 | 1577 | 1577 | 143 | 104 | 82 | 82 | 82 | 82 | 186 | 124 | 136 | 99 | 178 | 178 | 99 | 99 | 105 | 105 | 99 | 99 | 100 | 100 | 200 | 143 | 82 | 82 | 82 | 412 | 412 | 82 | 82 | 109 | 178 | 99 | 82 | 109 | 140 | 140 | 196 | 178 | 178 | 99 | 178 | 350 | 99 | 99 | 99 | 392 | 97 | 99 | 761 | 178 | 124 | 103 | 178 | 746 | 646 | 178 | 178 | 178 | 178 | 190 | 105 | 136 | 134 | 136 | 136 | 99 | 105 | 99 | 105 | 99 | 99 | 99 | 74 | 74 | 99 | 178 | 178 | 99 | 104 | 178 | 178 | 211 | 196 | 69 | 69 | 144 | 144 | 103 | 99 | 99 | 82 | 82 | 82 | 82 | 82 | 99 | 79 | 79 | 108 | 109 | 109 | 99 | 99 | 99 | 178 | 393 | 350 | 350 | 434 | 1283 | 351 | 140 | 140 | 140 | 186 | 157 | 144 | 186 | 195 | 105 | 119 | 593 | 119 | 332 | 120 | 80 | 536 | 105 | 144 | 144 | 105 | 384 | 99 | 99 | 434 | 98 | 107 | 140 | 107 | 140 | 99 | 99 | 178 | 103 | 103 | 103 | 120 | 120 | 570 | 99 | 393 | 434 | 593 | 178 | 178 | 178 | 178 | 136 | 122 | 82 | 82 | 105 | 434 | 350 | 99 | 99 | 99 | 99 | 99 | 99 | 200 | 200 | 119 | 105 | 105 | 195 | 710 | 82 | 80 | 107 | 140 | 136 | 136 | 104 | 196 | 80 | 562 | 120 | 267 | 351 | 593 | 178 | 99 | 134 | 103 | 103 | 710 | 710 | 710 | 185 | 178 | 99 | 178 | 178 | 119 | 120 | 136 | 434 | 512 | 99 | 80 | 269 | 178 | 140 | 136 | 731 | 731 | 660 | 660 | 136 | 99 | 99 | 350 | 350 | 99 | 178 | 99 | 109 | 143 | 434 | 178 | 99 | 140 | 190 | 195 | 135 | 195 | 710 | 136 | 105 | 124 | 99 | 353 | 178 | 99 | 136 | 99 | 187 | 99 | 761 | 761 | 99 | 99 | 99 | 99 | 136 | 124 | 99 | 99 | 136 | 105 | 136 | 100 | 99 | 178 | 99 | 99 | 99 | 99 | 82 | 80 | 99 | 99 | 95 | 710 | 710 | 350 | 120 | 104 | 710 | 710 | 99 | 99 | 80 | 178 | 269 | 325 | 350 | 119 | 120 | 140 | 140 | 99 | 105 | 100 | 120 | 139 | 135 | 190 | 99 | 99 | 1283 | 537 | 178 | 178 | 178 | 105 | 105 | 136 | 105 | 82 | 82 | 119 | 332 | 109 | 82 | 186 | 105 | 434 | 1577 | 105 | 105 | 267 | 269 | 269 | 593 | 178 | 136 | 467 | 63 | 195 | 178 | 125 | 125 | 99 | 95 | 99 | 178 | 178 | 105 | 99 | 99 | 105 | 105 | 105 | 710 | 710 | 79 | 79 | 105 | 178 | 186 | 178 | 685
05/07/25 12:00 | 99 | 99 | 178 | 145 | 536 | 393 | 393 | 593 | 434 | 99 | 140 | 103 | 109 | 105 | 99 | 187 | 187 | 187 | 104 | 112 | 105 | 82 | 82 | 105 | 105 | 99 | 178 | 434 | 434 | 34 | 120 | 120 | 104 | 178 | 178 | 178 | 178 | 120 | 178 | 99 | 178 | 140 | 140 | 99 | 105 | 99 | 96 | 96 | 178 | 178 | 120 | 120 | 178 | 178 | 178 | 105 | 99 | 99 | 99 | 82 | 82 | 136 | 140 | 130 | 99 | 122 | 196 | 178 | 136 | 178 | 124 | 178 | 178 | 178 | 99 | 136 | 195 | 178 | 178 | 192 | 187 | 120 | 187 | 187 | 187 | 119 | 119 | 570 | 570 | 140 | 140 | 842 | 105 | 109 | 109 | 82 | 82 | 75 | 75 | 178 | 178 | 178 | 178 | 82 | 82 | 710 | 69 | 70 | 710 | 710 | 710 | 144 | 63 | 99 | 570 | 570 | 178 | 200 | 109 | 109 | 79 | 79 | 434 | 740 | 228 | 115 | 195 | 124 | 80 | 120 | 105 | 178 | 178 | 178 | 69 | 70 | 69 | 69 | 132 | 132 | 710 | 710 | 66 | 66 | 710 | 109 | 109 | 82 | 82 | 144 | 144 | 710 | 178 | 124 | 99 | 99 | 99 | 761 | 187 | 761 | 761 | 761 | 178 | 178 | 115 | 434 | 434 | 555 | 123 | 178 | 130 | 178 | 103 | 238 | 434 | 178 | 132 | 178 | 144 | 144 | 140 | 140 | 136 | 178 | 178 | 178 | 196 | 178 | 178 | 178 | 130 | 99 | 136 | 178 | 105 | 187 | 187 | 187 | 105 | 130 | 434 | 105 | 105 | 593 | 119 | 178 | 120 | 178 | 178 | 178 | 646 | 161 | 161 | 434 | 434 | 187 | 124 | 99 | 105 | 63 | 178 | 187 | 136 | 187 | 187 | 99 | 99 | 105 | 178 | 178 | 1577 | 1577 | 143 | 104 | 82 | 82 | 82 | 82 | 186 | 124 | 136 | 99 | 178 | 178 | 99 | 99 | 105 | 105 | 99 | 99 | 100 | 100 | 200 | 143 | 82 | 82 | 82 | 412 | 412 | 82 | 82 | 109 | 178 | 99 | 82 | 109 | 140 | 140 | 196 | 178 | 178 | 99 | 178 | 350 | 99 | 99 | 99 | 392 | 97 | 99 | 761 | 178 | 124 | 103 | 178 | 746 | 646 | 178 | 178 | 178 | 178 | 190 | 105 | 136 | 134 | 136 | 136 | 99 | 105 | 99 | 105 | 99 | 99 | 99 | 74 | 74 | 99 | 178 | 178 | 99 | 104 | 178 | 178 | 211 | 196 | 69 | 69 | 144 | 144 | 103 | 99 | 99 | 82 | 82 | 82 | 82 | 82 | 99 | 79 | 79 | 108 | 109 | 109 | 99 | 99 | 99 | 178 | 393 | 350 | 350 | 434 | 1283 | 351 | 140 | 140 | 140 | 186 | 157 | 144 | 186 | 195 | 105 | 119 | 593 | 119 | 332 | 120 | 80 | 536 | 105 | 144 | 144 | 105 | 384 | 99 | 99 | 434 | 98 | 107 | 140 | 107 | 140 | 99 | 99 | 178 | 103 | 103 | 103 | 120 | 120 | 570 | 99 | 393 | 434 | 593 | 178 | 178 | 178 | 178 | 136 | 122 | 82 | 82 | 105 | 434 | 350 | 99 | 99 | 99 | 99 | 99 | 99 | 200 | 200 | 119 | 105 | 105 | 195 | 710 | 82 | 80 | 107 | 140 | 136 | 136 | 104 | 196 | 80 | 562 | 120 | 267 | 351 | 593 | 178 | 99 | 134 | 103 | 103 | 710 | 710 | 710 | 185 | 178 | 99 | 178 | 178 | 119 | 120 | 136 | 434 | 512 | 99 | 80 | 269 | 178 | 140 | 136 | 731 | 731 | 660 | 660 | 136 | 99 | 99 | 350 | 350 | 99 | 178 | 99 | 109 | 143 | 434 | 178 | 99 | 140 | 190 | 195 | 135 | 195 | 710 | 136 | 105 | 124 | 99 | 353 | 178 | 99 | 136 | 99 | 187 | 99 | 761 | 761 | 99 | 99 | 99 | 99 | 136 | 124 | 99 | 99 | 136 | 105 | 136 | 100 | 99 | 178 | 99 | 99 | 99 | 99 | 82 | 80 | 99 | 99 | 95 | 710 | 710 | 350 | 120 | 104 | 710 | 710 | 99 | 99 | 80 | 178 | 269 | 325 | 350 | 119 | 120 | 140 | 140 | 99 | 105 | 100 | 120 | 139 | 135 | 190 | 99 | 99 | 1283 | 537 | 178 | 178 | 178 | 105 | 105 | 136 | 105 | 82 | 82 | 119 | 332 | 109 | 82 | 186 | 105 | 434 | 1577 | 105 | 105 | 267 | 269 | 269 | 593 | 178 | 136 | 467 | 63 | 195 | 178 | 125 | 125 | 99 | 95 | 99 | 178 | 178 | 105 | 99 | 99 | 105 | 105 | 105 | 710 | 710 | 79 | 79 | 105 | 178 | 186 | 178 | 685
05/07/25 12:30 | 99 | 99 | 178 | 145 | 536 | 393 | 393 | 593 | 434 | 99 | 140 | 103 | 109 | 105 | 99 | 187 | 187 | 187 | 104 | 112 | 105 | 82 | 82 | 105 | 105 | 99 | 178 | 434 | 434 | 34 | 120 | 120 | 104 | 178 | 178 | 178 | 178 | 120 | 178 | 99 | 178 | 140 | 140 | 99 | 105 | 99 | 96 | 96 | 178 | 178 | 120 | 120 | 178 | 178 | 178 | 105 | 99 | 99 | 99 | 82 | 82 | 136 | 140 | 130 | 99 | 122 | 196 | 178 | 136 | 178 | 124 | 178 | 178 | 178 | 99 | 136 | 195 | 178 | 178 | 192 | 187 | 120 | 187 | 187 | 187 | 119 | 119 | 570 | 570 | 140 | 140 | 842 | 105 | 109 | 109 | 82 | 82 | 75 | 75 | 178 | 178 | 178 | 178 | 82 | 82 | 710 | 69 | 70 | 710 | 710 | 710 | 144 | 63 | 99 | 570 | 570 | 178 | 200 | 109 | 109 | 79 | 79 | 434 | 740 | 228 | 115 | 195 | 124 | 80 | 120 | 105 | 178 | 178 | 178 | 69 | 70 | 69 | 69 | 132 | 132 | 710 | 710 | 66 | 66 | 710 | 109 | 109 | 82 | 82 | 144 | 144 | 710 | 178 | 124 | 99 | 99 | 99 | 761 | 187 | 761 | 761 | 761 | 178 | 178 | 115 | 434 | 434 | 555 | 123 | 178 | 130 | 178 | 103 | 238 | 434 | 178 | 132 | 178 | 144 | 144 | 140 | 140 | 136 | 178 | 178 | 178 | 196 | 178 | 178 | 178 | 130 | 99 | 136 | 178 | 105 | 187 | 187 | 187 | 105 | 130 | 434 | 105 | 105 | 593 | 119 | 178 | 120 | 178 | 178 | 178 | 646 | 161 | 161 | 434 | 434 | 187 | 124 | 99 | 105 | 63 | 178 | 187 | 136 | 187 | 187 | 99 | 99 | 105 | 178 | 178 | 1577 | 1577 | 143 | 104 | 82 | 82 | 82 | 82 | 186 | 124 | 136 | 99 | 178 | 178 | 99 | 99 | 105 | 105 | 99 | 99 | 100 | 100 | 200 | 143 | 82 | 82 | 82 | 412 | 412 | 82 | 82 | 109 | 178 | 99 | 82 | 109 | 140 | 140 | 196 | 178 | 178 | 99 | 178 | 350 | 99 | 99 | 99 | 392 | 97 | 99 | 761 | 178 | 124 | 103 | 178 | 746 | 646 | 178 | 178 | 178 | 178 | 190 | 105 | 136 | 134 | 136 | 136 | 99 | 105 | 99 | 105 | 99 | 99 | 99 | 74 | 74 | 99 | 178 | 178 | 99 | 104 | 178 | 178 | 211 | 196 | 69 | 69 | 144 | 144 | 103 | 99 | 99 | 82 | 82 | 82 | 82 | 82 | 99 | 79 | 79 | 108 | 109 | 109 | 99 | 99 | 99 | 178 | 393 | 350 | 350 | 434 | 1283 | 351 | 140 | 140 | 140 | 186 | 157 | 144 | 186 | 195 | 105 | 119 | 593 | 119 | 332 | 120 | 80 | 536 | 105 | 144 | 144 | 105 | 384 | 99 | 99 | 434 | 98 | 107 | 140 | 107 | 140 | 99 | 99 | 178 | 103 | 103 | 103 | 120 | 120 | 570 | 99 | 393 | 434 | 593 | 178 | 178 | 178 | 178 | 136 | 122 | 82 | 82 | 105 | 434 | 350 | 99 | 99 | 99 | 99 | 99 | 99 | 200 | 200 | 119 | 105 | 105 | 195 | 710 | 82 | 80 | 107 | 140 | 136 | 136 | 104 | 196 | 80 | 562 | 120 | 267 | 351 | 593 | 178 | 99 | 134 | 103 | 103 | 710 | 710 | 710 | 185 | 178 | 99 | 178 | 178 | 119 | 120 | 136 | 434 | 512 | 99 | 80 | 269 | 178 | 140 | 136 | 731 | 731 | 660 | 660 | 136 | 99 | 99 | 350 | 350 | 99 | 178 | 99 | 109 | 143 | 434 | 178 | 99 | 140 | 190 | 195 | 135 | 195 | 710 | 136 | 105 | 124 | 99 | 353 | 178 | 99 | 136 | 99 | 187 | 99 | 761 | 761 | 99 | 99 | 99 | 99 | 136 | 124 | 99 | 99 | 136 | 105 | 136 | 100 | 99 | 178 | 99 | 99 | 99 | 99 | 82 | 80 | 99 | 99 | 95 | 710 | 710 | 350 | 120 | 104 | 710 | 710 | 99 | 99 | 80 | 178 | 269 | 325 | 350 | 119 | 120 | 140 | 140 | 99 | 105 | 100 | 120 | 139 | 135 | 190 | 99 | 99 | 1283 | 537 | 178 | 178 | 178 | 105 | 105 | 136 | 105 | 82 | 82 | 119 | 332 | 109 | 82 | 186 | 105 | 434 | 1577 | 105 | 105 | 267 | 269 | 269 | 593 | 178 | 136 | 467 | 63 | 195 | 178 | 125 | 125 | 99 | 95 | 99 | 178 | 178 | 105 | 99 | 99 | 105 | 105 | 105 | 710 | 710 | 79 | 79 | 105 | 178 | 186 | 178 | 685
05/07/25 13:00 | 99 | 99 | 178 | 145 | 536 | 393 | 393 | 593 | 434 | 99 | 140 | 103 | 109 | 105 | 99 | 187 | 187 | 187 | 104 | 112 | 105 | 82 | 82 | 105 | 105 | 99 | 178 | 434 | 434 | 34 | 120 | 120 | 104 | 178 | 178 | 178 | 178 | 120 | 178 | 99 | 178 | 140 | 140 | 99 | 105 | 99 | 96 | 96 | 178 | 178 | 120 | 120 | 178 | 178 | 178 | 105 | 99 | 99 | 99 | 82 | 82 | 136 | 140 | 130 | 99 | 122 | 196 | 178 | 136 | 178 | 124 | 178 | 178 | 178 | 99 | 136 | 195 | 178 | 178 | 192 | 187 | 120 | 187 | 187 | 187 | 119 | 119 | 570 | 570 | 140 | 140 | 842 | 105 | 109 | 109 | 82 | 82 | 75 | 75 | 178 | 178 | 178 | 178 | 82 | 82 | 710 | 69 | 70 | 710 | 710 | 710 | 144 | 63 | 99 | 570 | 570 | 178 | 200 | 109 | 109 | 79 | 79 | 434 | 740 | 228 | 115 | 195 | 124 | 80 | 120 | 105 | 178 | 178 | 178 | 69 | 70 | 69 | 69 | 132 | 132 | 710 | 710 | 66 | 66 | 710 | 109 | 109 | 82 | 82 | 144 | 144 | 710 | 178 | 124 | 99 | 99 | 99 | 761 | 187 | 761 | 761 | 761 | 178 | 178 | 115 | 434 | 434 | 555 | 123 | 178 | 130 | 178 | 103 | 238 | 434 | 178 | 132 | 178 | 144 | 144 | 140 | 140 | 136 | 178 | 178 | 178 | 196 | 178 | 178 | 178 | 130 | 99 | 136 | 178 | 105 | 187 | 187 | 187 | 105 | 130 | 434 | 105 | 105 | 593 | 119 | 178 | 120 | 178 | 178 | 178 | 646 | 161 | 161 | 434 | 434 | 187 | 124 | 99 | 105 | 63 | 178 | 187 | 136 | 187 | 187 | 99 | 99 | 105 | 178 | 178 | 1577 | 1577 | 143 | 104 | 82 | 82 | 82 | 82 | 186 | 124 | 136 | 99 | 178 | 178 | 99 | 99 | 105 | 105 | 99 | 99 | 100 | 100 | 200 | 143 | 82 | 82 | 82 | 412 | 412 | 82 | 82 | 109 | 178 | 99 | 82 | 109 | 140 | 140 | 196 | 178 | 178 | 99 | 178 | 350 | 99 | 99 | 99 | 392 | 97 | 99 | 761 | 178 | 124 | 103 | 178 | 746 | 646 | 178 | 178 | 178 | 178 | 190 | 105 | 136 | 134 | 136 | 136 | 99 | 105 | 99 | 105 | 99 | 99 | 99 | 74 | 74 | 99 | 178 | 178 | 99 | 104 | 178 | 178 | 211 | 196 | 69 | 69 | 144 | 144 | 103 | 99 | 99 | 82 | 82 | 82 | 82 | 82 | 99 | 79 | 79 | 108 | 109 | 109 | 99 | 99 | 99 | 178 | 393 | 350 | 350 | 434 | 1283 | 351 | 140 | 140 | 140 | 186 | 157 | 144 | 186 | 195 | 105 | 119 | 593 | 119 | 332 | 120 | 80 | 536 | 105 | 144 | 144 | 105 | 384 | 99 | 99 | 434 | 98 | 107 | 140 | 107 | 140 | 99 | 99 | 178 | 103 | 103 | 103 | 120 | 120 | 570 | 99 | 393 | 434 | 593 | 178 | 178 | 178 | 178 | 136 | 122 | 82 | 82 | 105 | 434 | 350 | 99 | 99 | 99 | 99 | 99 | 99 | 200 | 200 | 119 | 105 | 105 | 195 | 710 | 82 | 80 | 107 | 140 | 136 | 136 | 104 | 196 | 80 | 562 | 120 | 267 | 351 | 593 | 178 | 99 | 134 | 103 | 103 | 710 | 710 | 710 | 185 | 178 | 99 | 178 | 178 | 119 | 120 | 136 | 434 | 512 | 99 | 80 | 269 | 178 | 140 | 136 | 731 | 731 | 660 | 660 | 136 | 99 | 99 | 350 | 350 | 99 | 178 | 99 | 109 | 143 | 434 | 178 | 99 | 140 | 190 | 195 | 135 | 195 | 710 | 136 | 105 | 124 | 99 | 353 | 178 | 99 | 136 | 99 | 187 | 99 | 761 | 761 | 99 | 99 | 99 | 99 | 136 | 124 | 99 | 99 | 136 | 105 | 136 | 100 | 99 | 178 | 99 | 99 | 99 | 99 | 82 | 80 | 99 | 99 | 95 | 710 | 710 | 350 | 120 | 104 | 710 | 710 | 99 | 99 | 80 | 178 | 269 | 325 | 350 | 119 | 120 | 140 | 140 | 99 | 105 | 100 | 120 | 139 | 135 | 190 | 99 | 99 | 1283 | 537 | 178 | 178 | 178 | 105 | 105 | 136 | 105 | 82 | 82 | 119 | 332 | 109 | 82 | 186 | 105 | 434 | 1577 | 105 | 105 | 267 | 269 | 269 | 593 | 178 | 136 | 467 | 63 | 195 | 178 | 125 | 125 | 99 | 95 | 99 | 178 | 178 | 105 | 99 | 99 | 105 | 105 | 105 | 710 | 710 | 79 | 79 | 105 | 178 | 186 | 178 | 685
05/07/25 13:30 | 99 | 99 | 178 | 145 | 536 | 393 | 393 | 593 | 434 | 99 | 140 | 103 | 109 | 105 | 99 | 187 | 187 | 187 | 104 | 112 | 105 | 82 | 82 | 105 | 105 | 99 | 178 | 434 | 434 | 34 | 120 | 120 | 104 | 178 | 178 | 178 | 178 | 120 | 178 | 99 | 178 | 140 | 140 | 99 | 105 | 99 | 96 | 96 | 178 | 178 | 120 | 120 | 178 | 178 | 178 | 105 | 99 | 99 | 99 | 82 | 82 | 136 | 140 | 130 | 99 | 122 | 196 | 178 | 136 | 178 | 124 | 178 | 178 | 178 | 99 | 136 | 195 | 178 | 178 | 192 | 187 | 120 | 187 | 187 | 187 | 119 | 119 | 570 | 570 | 140 | 140 | 842 | 105 | 109 | 109 | 82 | 82 | 75 | 75 | 178 | 178 | 178 | 178 | 82 | 82 | 710 | 69 | 70 | 710 | 710 | 710 | 144 | 63 | 99 | 570 | 570 | 178 | 200 | 109 | 109 | 79 | 79 | 434 | 740 | 228 | 115 | 195 | 124 | 80 | 120 | 105 | 178 | 178 | 178 | 69 | 70 | 69 | 69 | 132 | 132 | 710 | 710 | 66 | 66 | 710 | 109 | 109 | 82 | 82 | 144 | 144 | 710 | 178 | 124 | 99 | 99 | 99 | 761 | 187 | 761 | 761 | 761 | 178 | 178 | 115 | 434 | 434 | 555 | 123 | 178 | 130 | 178 | 103 | 238 | 434 | 178 | 132 | 178 | 144 | 144 | 140 | 140 | 136 | 178 | 178 | 178 | 196 | 178 | 178 | 178 | 130 | 99 | 136 | 178 | 105 | 187 | 187 | 187 | 105 | 130 | 434 | 105 | 105 | 593 | 119 | 178 | 120 | 178 | 178 | 178 | 646 | 161 | 161 | 434 | 434 | 187 | 124 | 99 | 105 | 63 | 178 | 187 | 136 | 187 | 187 | 99 | 99 | 105 | 178 | 178 | 1577 | 1577 | 143 | 104 | 82 | 82 | 82 | 82 | 186 | 124 | 136 | 99 | 178 | 178 | 99 | 99 | 105 | 105 | 99 | 99 | 100 | 100 | 200 | 143 | 82 | 82 | 82 | 412 | 412 | 82 | 82 | 109 | 178 | 99 | 82 | 109 | 140 | 140 | 196 | 178 | 178 | 99 | 178 | 350 | 99 | 99 | 99 | 392 | 97 | 99 | 761 | 178 | 124 | 103 | 178 | 746 | 646 | 178 | 178 | 178 | 178 | 190 | 105 | 136 | 134 | 136 | 136 | 99 | 105 | 99 | 105 | 99 | 99 | 99 | 74 | 74 | 99 | 178 | 178 | 99 | 104 | 178 | 178 | 211 | 196 | 69 | 69 | 144 | 144 | 103 | 99 | 99 | 82 | 82 | 82 | 82 | 82 | 99 | 79 | 79 | 108 | 109 | 109 | 99 | 99 | 99 | 178 | 393 | 350 | 350 | 434 | 1283 | 351 | 140 | 140 | 140 | 186 | 157 | 144 | 186 | 195 | 105 | 119 | 593 | 119 | 332 | 120 | 80 | 536 | 105 | 144 | 144 | 105 | 384 | 99 | 99 | 434 | 98 | 107 | 140 | 107 | 140 | 99 | 99 | 178 | 103 | 103 | 103 | 120 | 120 | 570 | 99 | 393 | 434 | 593 | 178 | 178 | 178 | 178 | 136 | 122 | 82 | 82 | 105 | 434 | 350 | 99 | 99 | 99 | 99 | 99 | 99 | 200 | 200 | 119 | 105 | 105 | 195 | 710 | 82 | 80 | 107 | 140 | 136 | 136 | 104 | 196 | 80 | 562 | 120 | 267 | 351 | 593 | 178 | 99 | 134 | 103 | 103 | 710 | 710 | 710 | 185 | 178 | 99 | 178 | 178 | 119 | 120 | 136 | 434 | 512 | 99 | 80 | 269 | 178 | 140 | 136 | 731 | 731 | 660 | 660 | 136 | 99 | 99 | 350 | 350 | 99 | 178 | 99 | 109 | 143 | 434 | 178 | 99 | 140 | 190 | 195 | 135 | 195 | 710 | 136 | 105 | 124 | 99 | 353 | 178 | 99 | 136 | 99 | 187 | 99 | 761 | 761 | 99 | 99 | 99 | 99 | 136 | 124 | 99 | 99 | 136 | 105 | 136 | 100 | 99 | 178 | 99 | 99 | 99 | 99 | 82 | 80 | 99 | 99 | 95 | 710 | 710 | 350 | 120 | 104 | 710 | 710 | 99 | 99 | 80 | 178 | 269 | 325 | 350 | 119 | 120 | 140 | 140 | 99 | 105 | 100 | 120 | 139 | 135 | 190 | 99 | 99 | 1283 | 537 | 178 | 178 | 178 | 105 | 105 | 136 | 105 | 82 | 82 | 119 | 332 | 109 | 82 | 186 | 105 | 434 | 1577 | 105 | 105 | 267 | 269 | 269 | 593 | 178 | 136 | 467 | 63 | 195 | 178 | 125 | 125 | 99 | 95 | 99 | 178 | 178 | 105 | 99 | 99 | 105 | 105 | 105 | 710 | 710 | 79 | 79 | 105 | 178 | 186 | 178 | 685
05/07/25 14:00 | 99 | 99 | 178 | 145 | 536 | 393 | 393 | 593 | 434 | 99 | 140 | 103 | 109 | 105 | 99 | 187 | 187 | 187 | 104 | 112 | 105 | 82 | 82 | 105 | 105 | 99 | 178 | 434 | 434 | 34 | 120 | 120 | 104 | 178 | 178 | 178 | 178 | 120 | 178 | 99 | 178 | 140 | 140 | 99 | 105 | 99 | 96 | 96 | 178 | 178 | 120 | 120 | 178 | 178 | 178 | 105 | 99 | 99 | 99 | 82 | 82 | 136 | 140 | 130 | 99 | 122 | 196 | 178 | 136 | 178 | 124 | 178 | 178 | 178 | 99 | 136 | 195 | 178 | 178 | 192 | 187 | 120 | 187 | 187 | 187 | 119 | 119 | 570 | 570 | 140 | 140 | 842 | 105 | 109 | 109 | 82 | 82 | 75 | 75 | 178 | 178 | 178 | 178 | 82 | 82 | 710 | 69 | 70 | 710 | 710 | 710 | 144 | 63 | 99 | 570 | 570 | 178 | 200 | 109 | 109 | 79 | 79 | 434 | 740 | 228 | 115 | 195 | 124 | 80 | 120 | 105 | 178 | 178 | 178 | 69 | 70 | 69 | 69 | 132 | 132 | 710 | 710 | 66 | 66 | 710 | 109 | 109 | 82 | 82 | 144 | 144 | 710 | 178 | 124 | 99 | 99 | 99 | 761 | 187 | 761 | 761 | 761 | 178 | 178 | 115 | 434 | 434 | 555 | 123 | 178 | 130 | 178 | 103 | 238 | 434 | 178 | 132 | 178 | 144 | 144 | 140 | 140 | 136 | 178 | 178 | 178 | 196 | 178 | 178 | 178 | 130 | 99 | 136 | 178 | 105 | 187 | 187 | 187 | 105 | 130 | 434 | 105 | 105 | 593 | 119 | 178 | 120 | 178 | 178 | 178 | 646 | 161 | 161 | 434 | 434 | 187 | 124 | 99 | 105 | 63 | 178 | 187 | 136 | 187 | 187 | 99 | 99 | 105 | 178 | 178 | 1577 | 1577 | 143 | 104 | 82 | 82 | 82 | 82 | 186 | 124 | 136 | 99 | 178 | 178 | 99 | 99 | 105 | 105 | 99 | 99 | 100 | 100 | 200 | 143 | 82 | 82 | 82 | 412 | 412 | 82 | 82 | 109 | 178 | 99 | 82 | 109 | 140 | 140 | 196 | 178 | 178 | 99 | 178 | 350 | 99 | 99 | 99 | 392 | 97 | 99 | 761 | 178 | 124 | 103 | 178 | 746 | 646 | 178 | 178 | 178 | 178 | 190 | 105 | 136 | 134 | 136 | 136 | 99 | 105 | 99 | 105 | 99 | 99 | 99 | 74 | 74 | 99 | 178 | 178 | 99 | 104 | 178 | 178 | 211 | 196 | 69 | 69 | 144 | 144 | 103 | 99 | 99 | 82 | 82 | 82 | 82 | 82 | 99 | 79 | 79 | 108 | 109 | 109 | 99 | 99 | 99 | 178 | 393 | 350 | 350 | 434 | 1283 | 351 | 140 | 140 | 140 | 186 | 157 | 144 | 186 | 195 | 105 | 119 | 593 | 119 | 332 | 120 | 80 | 536 | 105 | 144 | 144 | 105 | 384 | 99 | 99 | 434 | 98 | 107 | 140 | 107 | 140 | 99 | 99 | 178 | 103 | 103 | 103 | 120 | 120 | 570 | 99 | 393 | 434 | 593 | 178 | 178 | 178 | 178 | 136 | 122 | 82 | 82 | 105 | 434 | 350 | 99 | 99 | 99 | 99 | 99 | 99 | 200 | 200 | 119 | 105 | 105 | 195 | 710 | 82 | 80 | 107 | 140 | 136 | 136 | 104 | 196 | 80 | 562 | 120 | 267 | 351 | 593 | 178 | 99 | 134 | 103 | 103 | 710 | 710 | 710 | 185 | 178 | 99 | 178 | 178 | 119 | 120 | 136 | 434 | 512 | 99 | 80 | 269 | 178 | 140 | 136 | 731 | 731 | 660 | 660 | 136 | 99 | 99 | 350 | 350 | 99 | 178 | 99 | 109 | 143 | 434 | 178 | 99 | 140 | 190 | 195 | 135 | 195 | 710 | 136 | 105 | 124 | 99 | 353 | 178 | 99 | 136 | 99 | 187 | 99 | 761 | 761 | 99 | 99 | 99 | 99 | 136 | 124 | 99 | 99 | 136 | 105 | 136 | 100 | 99 | 178 | 99 | 99 | 99 | 99 | 82 | 80 | 99 | 99 | 95 | 710 | 710 | 350 | 120 | 104 | 710 | 710 | 99 | 99 | 80 | 178 | 269 | 325 | 350 | 119 | 120 | 140 | 140 | 99 | 105 | 100 | 120 | 139 | 135 | 190 | 99 | 99 | 1283 | 537 | 178 | 178 | 178 | 105 | 105 | 136 | 105 | 82 | 82 | 119 | 332 | 109 | 82 | 186 | 105 | 434 | 1577 | 105 | 105 | 267 | 269 | 269 | 593 | 178 | 136 | 467 | 63 | 195 | 178 | 125 | 125 | 99 | 95 | 99 | 178 | 178 | 105 | 99 | 99 | 105 | 105 | 105 | 710 | 710 | 79 | 79 | 105 | 178 | 186 | 178 | 685
05/07/25 14:30 | 99 | 99 | 178 | 145 | 536 | 393 | 393 | 593 | 434 | 99 | 140 | 103 | 109 | 105 | 99 | 187 | 187 | 187 | 104 | 112 | 105 | 82 | 82 | 105 | 105 | 99 | 178 | 434 | 434 | 34 | 120 | 120 | 104 | 178 | 178 | 178 | 178 | 120 | 178 | 99 | 178 | 140 | 140 | 99 | 105 | 99 | 96 | 96 | 178 | 178 | 120 | 120 | 178 | 178 | 178 | 105 | 99 | 99 | 99 | 82 | 82 | 136 | 140 | 130 | 99 | 122 | 196 | 178 | 136 | 178 | 124 | 178 | 178 | 178 | 99 | 136 | 195 | 178 | 178 | 192 | 187 | 120 | 187 | 187 | 187 | 119 | 119 | 570 | 570 | 140 | 140 | 842 | 105 | 109 | 109 | 82 | 82 | 75 | 75 | 178 | 178 | 178 | 178 | 82 | 82 | 710 | 69 | 70 | 710 | 710 | 710 | 144 | 63 | 99 | 570 | 570 | 178 | 200 | 109 | 109 | 79 | 79 | 434 | 740 | 228 | 115 | 195 | 124 | 80 | 120 | 105 | 178 | 178 | 178 | 69 | 70 | 69 | 69 | 132 | 132 | 710 | 710 | 66 | 66 | 710 | 109 | 109 | 82 | 82 | 144 | 144 | 710 | 178 | 124 | 99 | 99 | 99 | 761 | 187 | 761 | 761 | 761 | 178 | 178 | 115 | 434 | 434 | 555 | 123 | 178 | 130 | 178 | 103 | 238 | 434 | 178 | 132 | 178 | 144 | 144 | 140 | 140 | 136 | 178 | 178 | 178 | 196 | 178 | 178 | 178 | 130 | 99 | 136 | 178 | 105 | 187 | 187 | 187 | 105 | 130 | 434 | 105 | 105 | 593 | 119 | 178 | 120 | 178 | 178 | 178 | 646 | 161 | 161 | 434 | 434 | 187 | 124 | 99 | 105 | 63 | 178 | 187 | 136 | 187 | 187 | 99 | 99 | 105 | 178 | 178 | 1577 | 1577 | 143 | 104 | 82 | 82 | 82 | 82 | 186 | 124 | 136 | 99 | 178 | 178 | 99 | 99 | 105 | 105 | 99 | 99 | 100 | 100 | 200 | 143 | 82 | 82 | 82 | 412 | 412 | 82 | 82 | 109 | 178 | 99 | 82 | 109 | 140 | 140 | 196 | 178 | 178 | 99 | 178 | 350 | 99 | 99 | 99 | 392 | 97 | 99 | 761 | 178 | 124 | 103 | 178 | 746 | 646 | 178 | 178 | 178 | 178 | 190 | 105 | 136 | 134 | 136 | 136 | 99 | 105 | 99 | 105 | 99 | 99 | 99 | 74 | 74 | 99 | 178 | 178 | 99 | 104 | 178 | 178 | 211 | 196 | 69 | 69 | 144 | 144 | 103 | 99 | 99 | 82 | 82 | 82 | 82 | 82 | 99 | 79 | 79 | 108 | 109 | 109 | 99 | 99 | 99 | 178 | 393 | 350 | 350 | 434 | 1283 | 351 | 140 | 140 | 140 | 186 | 157 | 144 | 186 | 195 | 105 | 119 | 593 | 119 | 332 | 120 | 80 | 536 | 105 | 144 | 144 | 105 | 384 | 99 | 99 | 434 | 98 | 107 | 140 | 107 | 140 | 99 | 99 | 178 | 103 | 103 | 103 | 120 | 120 | 570 | 99 | 393 | 434 | 593 | 178 | 178 | 178 | 178 | 136 | 122 | 82 | 82 | 105 | 434 | 350 | 99 | 99 | 99 | 99 | 99 | 99 | 200 | 200 | 119 | 105 | 105 | 195 | 710 | 82 | 80 | 107 | 140 | 136 | 136 | 104 | 196 | 80 | 562 | 120 | 267 | 351 | 593 | 178 | 99 | 134 | 103 | 103 | 710 | 710 | 710 | 185 | 178 | 99 | 178 | 178 | 119 | 120 | 136 | 434 | 512 | 99 | 80 | 269 | 178 | 140 | 136 | 731 | 731 | 660 | 660 | 136 | 99 | 99 | 350 | 350 | 99 | 178 | 99 | 109 | 143 | 434 | 178 | 99 | 140 | 190 | 195 | 135 | 195 | 710 | 136 | 105 | 124 | 99 | 353 | 178 | 99 | 136 | 99 | 187 | 99 | 761 | 761 | 99 | 99 | 99 | 99 | 136 | 124 | 99 | 99 | 136 | 105 | 136 | 100 | 99 | 178 | 99 | 99 | 99 | 99 | 82 | 80 | 99 | 99 | 95 | 710 | 710 | 350 | 120 | 104 | 710 | 710 | 99 | 99 | 80 | 178 | 269 | 325 | 350 | 119 | 120 | 140 | 140 | 99 | 105 | 100 | 120 | 139 | 135 | 190 | 99 | 99 | 1283 | 537 | 178 | 178 | 178 | 105 | 105 | 136 | 105 | 82 | 82 | 119 | 332 | 109 | 82 | 186 | 105 | 434 | 1577 | 105 | 105 | 267 | 269 | 269 | 593 | 178 | 136 | 467 | 63 | 195 | 178 | 125 | 125 | 99 | 95 | 99 | 178 | 178 | 105 | 99 | 99 | 105 | 105 | 105 | 710 | 710 | 79 | 79 | 105 | 178 | 186 | 178 | 685
05/07/25 15:00 | 99 | 99 | 178 | 145 | 536 | 393 | 393 | 593 | 434 | 99 | 140 | 103 | 109 | 105 | 99 | 187 | 187 | 187 | 104 | 112 | 105 | 82 | 82 | 105 | 105 | 99 | 178 | 434 | 434 | 34 | 120 | 120 | 104 | 178 | 178 | 178 | 178 | 120 | 178 | 99 | 178 | 140 | 140 | 99 | 105 | 99 | 96 | 96 | 178 | 178 | 120 | 120 | 178 | 178 | 178 | 105 | 99 | 99 | 99 | 82 | 82 | 136 | 140 | 130 | 99 | 122 | 196 | 178 | 136 | 178 | 124 | 178 | 178 | 178 | 99 | 136 | 195 | 178 | 178 | 192 | 187 | 120 | 187 | 187 | 187 | 119 | 119 | 570 | 570 | 140 | 140 | 842 | 105 | 109 | 109 | 82 | 82 | 75 | 75 | 178 | 178 | 178 | 178 | 82 | 82 | 710 | 69 | 70 | 710 | 710 | 710 | 144 | 63 | 99 | 570 | 570 | 178 | 200 | 109 | 109 | 79 | 79 | 434 | 740 | 228 | 115 | 195 | 124 | 80 | 120 | 105 | 178 | 178 | 178 | 69 | 70 | 69 | 69 | 132 | 132 | 710 | 710 | 66 | 66 | 710 | 109 | 109 | 82 | 82 | 144 | 144 | 710 | 178 | 124 | 99 | 99 | 99 | 761 | 187 | 761 | 761 | 761 | 178 | 178 | 115 | 434 | 434 | 555 | 123 | 178 | 130 | 178 | 103 | 238 | 434 | 178 | 132 | 178 | 144 | 144 | 140 | 140 | 136 | 178 | 178 | 178 | 196 | 178 | 178 | 178 | 130 | 99 | 136 | 178 | 105 | 187 | 187 | 187 | 105 | 130 | 434 | 105 | 105 | 593 | 119 | 178 | 120 | 178 | 178 | 178 | 646 | 161 | 161 | 434 | 434 | 187 | 124 | 99 | 105 | 63 | 178 | 187 | 136 | 187 | 187 | 99 | 99 | 105 | 178 | 178 | 1577 | 1577 | 143 | 104 | 82 | 82 | 82 | 82 | 186 | 124 | 136 | 99 | 178 | 178 | 99 | 99 | 105 | 105 | 99 | 99 | 100 | 100 | 200 | 143 | 82 | 82 | 82 | 412 | 412 | 82 | 82 | 109 | 178 | 99 | 82 | 109 | 140 | 140 | 196 | 178 | 178 | 99 | 178 | 350 | 99 | 99 | 99 | 392 | 97 | 99 | 761 | 178 | 124 | 103 | 178 | 746 | 646 | 178 | 178 | 178 | 178 | 190 | 105 | 136 | 134 | 136 | 136 | 99 | 105 | 99 | 105 | 99 | 99 | 99 | 74 | 74 | 99 | 178 | 178 | 99 | 104 | 178 | 178 | 211 | 196 | 69 | 69 | 144 | 144 | 103 | 99 | 99 | 82 | 82 | 82 | 82 | 82 | 99 | 79 | 79 | 108 | 109 | 109 | 99 | 99 | 99 | 178 | 393 | 350 | 350 | 434 | 1283 | 351 | 140 | 140 | 140 | 186 | 157 | 144 | 186 | 195 | 105 | 119 | 593 | 119 | 332 | 120 | 80 | 536 | 105 | 144 | 144 | 105 | 384 | 99 | 99 | 434 | 98 | 107 | 140 | 107 | 140 | 99 | 99 | 178 | 103 | 103 | 103 | 120 | 120 | 570 | 99 | 393 | 434 | 593 | 178 | 178 | 178 | 178 | 136 | 122 | 82 | 82 | 105 | 434 | 350 | 99 | 99 | 99 | 99 | 99 | 99 | 200 | 200 | 119 | 105 | 105 | 195 | 710 | 82 | 80 | 107 | 140 | 136 | 136 | 104 | 196 | 80 | 562 | 120 | 267 | 351 | 593 | 178 | 99 | 134 | 103 | 103 | 710 | 710 | 710 | 185 | 178 | 99 | 178 | 178 | 119 | 120 | 136 | 434 | 512 | 99 | 80 | 269 | 178 | 140 | 136 | 731 | 731 | 660 | 660 | 136 | 99 | 99 | 350 | 350 | 99 | 178 | 99 | 109 | 143 | 434 | 178 | 99 | 140 | 190 | 195 | 135 | 195 | 710 | 136 | 105 | 124 | 99 | 353 | 178 | 99 | 136 | 99 | 187 | 99 | 761 | 761 | 99 | 99 | 99 | 99 | 136 | 124 | 99 | 99 | 136 | 105 | 136 | 100 | 99 | 178 | 99 | 99 | 99 | 99 | 82 | 80 | 99 | 99 | 95 | 710 | 710 | 350 | 120 | 104 | 710 | 710 | 99 | 99 | 80 | 178 | 269 | 325 | 350 | 119 | 120 | 140 | 140 | 99 | 105 | 100 | 120 | 139 | 135 | 190 | 99 | 99 | 1283 | 537 | 178 | 178 | 178 | 105 | 105 | 136 | 105 | 82 | 82 | 119 | 332 | 109 | 82 | 186 | 105 | 434 | 1577 | 105 | 105 | 267 | 269 | 269 | 593 | 178 | 136 | 467 | 63 | 195 | 178 | 125 | 125 | 99 | 95 | 99 | 178 | 178 | 105 | 99 | 99 | 105 | 105 | 105 | 710 | 710 | 79 | 79 | 105 | 178 | 186 | 178 | 685
05/07/25 15:30 | 99 | 99 | 178 | 145 | 536 | 393 | 393 | 593 | 434 | 99 | 140 | 103 | 109 | 105 | 99 | 187 | 187 | 187 | 104 | 112 | 105 | 82 | 82 | 105 | 105 | 99 | 178 | 434 | 434 | 34 | 120 | 120 | 104 | 178 | 178 | 178 | 178 | 120 | 178 | 99 | 178 | 140 | 140 | 99 | 105 | 99 | 96 | 96 | 178 | 178 | 120 | 120 | 178 | 178 | 178 | 105 | 99 | 99 | 99 | 82 | 82 | 136 | 140 | 130 | 99 | 122 | 196 | 178 | 136 | 178 | 124 | 178 | 178 | 178 | 99 | 136 | 195 | 178 | 178 | 192 | 187 | 120 | 187 | 187 | 187 | 119 | 119 | 570 | 570 | 140 | 140 | 842 | 105 | 109 | 109 | 82 | 82 | 75 | 75 | 178 | 178 | 178 | 178 | 82 | 82 | 710 | 69 | 70 | 710 | 710 | 710 | 144 | 63 | 99 | 570 | 570 | 178 | 200 | 109 | 109 | 79 | 79 | 434 | 740 | 228 | 115 | 195 | 124 | 80 | 120 | 105 | 178 | 178 | 178 | 69 | 70 | 69 | 69 | 132 | 132 | 710 | 710 | 66 | 66 | 710 | 109 | 109 | 82 | 82 | 144 | 144 | 710 | 178 | 124 | 99 | 99 | 99 | 761 | 187 | 761 | 761 | 761 | 178 | 178 | 115 | 434 | 434 | 555 | 123 | 178 | 130 | 178 | 103 | 238 | 434 | 178 | 132 | 178 | 144 | 144 | 140 | 140 | 136 | 178 | 178 | 178 | 196 | 178 | 178 | 178 | 130 | 99 | 136 | 178 | 105 | 187 | 187 | 187 | 105 | 130 | 434 | 105 | 105 | 593 | 119 | 178 | 120 | 178 | 178 | 178 | 646 | 161 | 161 | 434 | 434 | 187 | 124 | 99 | 105 | 63 | 178 | 187 | 136 | 187 | 187 | 99 | 99 | 105 | 178 | 178 | 1577 | 1577 | 143 | 104 | 82 | 82 | 82 | 82 | 186 | 124 | 136 | 99 | 178 | 178 | 99 | 99 | 105 | 105 | 99 | 99 | 100 | 100 | 200 | 143 | 82 | 82 | 82 | 412 | 412 | 82 | 82 | 109 | 178 | 99 | 82 | 109 | 140 | 140 | 196 | 178 | 178 | 99 | 178 | 350 | 99 | 99 | 99 | 392 | 97 | 99 | 761 | 178 | 124 | 103 | 178 | 746 | 646 | 178 | 178 | 178 | 178 | 190 | 105 | 136 | 134 | 136 | 136 | 99 | 105 | 99 | 105 | 99 | 99 | 99 | 74 | 74 | 99 | 178 | 178 | 99 | 104 | 178 | 178 | 211 | 196 | 69 | 69 | 144 | 144 | 103 | 99 | 99 | 82 | 82 | 82 | 82 | 82 | 99 | 79 | 79 | 108 | 109 | 109 | 99 | 99 | 99 | 178 | 393 | 350 | 350 | 434 | 1283 | 351 | 140 | 140 | 140 | 186 | 157 | 144 | 186 | 195 | 105 | 119 | 593 | 119 | 332 | 120 | 80 | 536 | 105 | 144 | 144 | 105 | 384 | 99 | 99 | 434 | 98 | 107 | 140 | 107 | 140 | 99 | 99 | 178 | 103 | 103 | 103 | 120 | 120 | 570 | 99 | 393 | 434 | 593 | 178 | 178 | 178 | 178 | 136 | 122 | 82 | 82 | 105 | 434 | 350 | 99 | 99 | 99 | 99 | 99 | 99 | 200 | 200 | 119 | 105 | 105 | 195 | 710 | 82 | 80 | 107 | 140 | 136 | 136 | 104 | 196 | 80 | 562 | 120 | 267 | 351 | 593 | 178 | 99 | 134 | 103 | 103 | 710 | 710 | 710 | 185 | 178 | 99 | 178 | 178 | 119 | 120 | 136 | 434 | 512 | 99 | 80 | 269 | 178 | 140 | 136 | 731 | 731 | 660 | 660 | 136 | 99 | 99 | 350 | 350 | 99 | 178 | 99 | 109 | 143 | 434 | 178 | 99 | 140 | 190 | 195 | 135 | 195 | 710 | 136 | 105 | 124 | 99 | 353 | 178 | 99 | 136 | 99 | 187 | 99 | 761 | 761 | 99 | 99 | 99 | 99 | 136 | 124 | 99 | 99 | 136 | 105 | 136 | 100 | 99 | 178 | 99 | 99 | 99 | 99 | 82 | 80 | 99 | 99 | 95 | 710 | 710 | 350 | 120 | 104 | 710 | 710 | 99 | 99 | 80 | 178 | 269 | 325 | 350 | 119 | 120 | 140 | 140 | 99 | 105 | 100 | 120 | 139 | 135 | 190 | 99 | 99 | 1283 | 537 | 178 | 178 | 178 | 105 | 105 | 136 | 105 | 82 | 82 | 119 | 332 | 109 | 82 | 186 | 105 | 434 | 1577 | 105 | 105 | 267 | 269 | 269 | 593 | 178 | 136 | 467 | 63 | 195 | 178 | 125 | 125 | 99 | 95 | 99 | 178 | 178 | 105 | 99 | 99 | 105 | 105 | 105 | 710 | 710 | 79 | 79 | 105 | 178 | 186 | 178 | 685
05/07/25 16:00 | 99 | 99 | 178 | 145 | 536 | 393 | 393 | 593 | 434 | 99 | 140 | 103 | 109 | 105 | 99 | 187 | 187 | 187 | 104 | 112 | 105 | 82 | 82 | 105 | 105 | 99 | 178 | 434 | 434 | 34 | 120 | 120 | 104 | 178 | 178 | 178 | 178 | 120 | 178 | 99 | 178 | 140 | 140 | 99 | 105 | 99 | 96 | 96 | 178 | 178 | 120 | 120 | 178 | 178 | 178 | 105 | 99 | 99 | 99 | 82 | 82 | 136 | 140 | 130 | 99 | 122 | 196 | 178 | 136 | 178 | 124 | 178 | 178 | 178 | 99 | 136 | 195 | 178 | 178 | 192 | 187 | 120 | 187 | 187 | 187 | 119 | 119 | 570 | 570 | 140 | 140 | 842 | 105 | 109 | 109 | 82 | 82 | 75 | 75 | 178 | 178 | 178 | 178 | 82 | 82 | 710 | 69 | 70 | 710 | 710 | 710 | 144 | 63 | 99 | 570 | 570 | 178 | 200 | 109 | 109 | 79 | 79 | 434 | 740 | 228 | 115 | 195 | 124 | 80 | 120 | 105 | 178 | 178 | 178 | 69 | 70 | 69 | 69 | 132 | 132 | 710 | 710 | 66 | 66 | 710 | 109 | 109 | 82 | 82 | 144 | 144 | 710 | 178 | 124 | 99 | 99 | 99 | 761 | 187 | 761 | 761 | 761 | 178 | 178 | 115 | 434 | 434 | 555 | 123 | 178 | 130 | 178 | 103 | 238 | 434 | 178 | 132 | 178 | 144 | 144 | 140 | 140 | 136 | 178 | 178 | 178 | 196 | 178 | 178 | 178 | 130 | 99 | 136 | 178 | 105 | 187 | 187 | 187 | 105 | 130 | 434 | 105 | 105 | 593 | 119 | 178 | 120 | 178 | 178 | 178 | 646 | 161 | 161 | 434 | 434 | 187 | 124 | 99 | 105 | 63 | 178 | 187 | 136 | 187 | 187 | 99 | 99 | 105 | 178 | 178 | 1577 | 1577 | 143 | 104 | 82 | 82 | 82 | 82 | 186 | 124 | 136 | 99 | 178 | 178 | 99 | 99 | 105 | 105 | 99 | 99 | 100 | 100 | 200 | 143 | 82 | 82 | 82 | 412 | 412 | 82 | 82 | 109 | 178 | 99 | 82 | 109 | 140 | 140 | 196 | 178 | 178 | 99 | 178 | 350 | 99 | 99 | 99 | 392 | 97 | 99 | 761 | 178 | 124 | 103 | 178 | 746 | 646 | 178 | 178 | 178 | 178 | 190 | 105 | 136 | 134 | 136 | 136 | 99 | 105 | 99 | 105 | 99 | 99 | 99 | 74 | 74 | 99 | 178 | 178 | 99 | 104 | 178 | 178 | 211 | 196 | 69 | 69 | 144 | 144 | 103 | 99 | 99 | 82 | 82 | 82 | 82 | 82 | 99 | 79 | 79 | 108 | 109 | 109 | 99 | 99 | 99 | 178 | 393 | 350 | 350 | 434 | 1283 | 351 | 140 | 140 | 140 | 186 | 157 | 144 | 186 | 195 | 105 | 119 | 593 | 119 | 332 | 120 | 80 | 536 | 105 | 144 | 144 | 105 | 384 | 99 | 99 | 434 | 98 | 107 | 140 | 107 | 140 | 99 | 99 | 178 | 103 | 103 | 103 | 120 | 120 | 570 | 99 | 393 | 434 | 593 | 178 | 178 | 178 | 178 | 136 | 122 | 82 | 82 | 105 | 434 | 350 | 99 | 99 | 99 | 99 | 99 | 99 | 200 | 200 | 119 | 105 | 105 | 195 | 710 | 82 | 80 | 107 | 140 | 136 | 136 | 104 | 196 | 80 | 562 | 120 | 267 | 351 | 593 | 178 | 99 | 134 | 103 | 103 | 710 | 710 | 710 | 185 | 178 | 99 | 178 | 178 | 119 | 120 | 136 | 434 | 512 | 99 | 80 | 269 | 178 | 140 | 136 | 731 | 731 | 660 | 660 | 136 | 99 | 99 | 350 | 350 | 99 | 178 | 99 | 109 | 143 | 434 | 178 | 99 | 140 | 190 | 195 | 135 | 195 | 710 | 136 | 105 | 124 | 99 | 353 | 178 | 99 | 136 | 99 | 187 | 99 | 761 | 761 | 99 | 99 | 99 | 99 | 136 | 124 | 99 | 99 | 136 | 105 | 136 | 100 | 99 | 178 | 99 | 99 | 99 | 99 | 82 | 80 | 99 | 99 | 95 | 710 | 710 | 350 | 120 | 104 | 710 | 710 | 99 | 99 | 80 | 178 | 269 | 325 | 350 | 119 | 120 | 140 | 140 | 99 | 105 | 100 | 120 | 139 | 135 | 190 | 99 | 99 | 1283 | 537 | 178 | 178 | 178 | 105 | 105 | 136 | 105 | 82 | 82 | 119 | 332 | 109 | 82 | 186 | 105 | 434 | 1577 | 105 | 105 | 267 | 269 | 269 | 593 | 178 | 136 | 467 | 63 | 195 | 178 | 125 | 125 | 99 | 95 | 99 | 178 | 178 | 105 | 99 | 99 | 105 | 105 | 105 | 710 | 710 | 79 | 79 | 105 | 178 | 186 | 178 | 685
05/07/25 16:30 | 99 | 99 | 178 | 145 | 536 | 393 | 393 | 593 | 434 | 99 | 140 | 103 | 109 | 105 | 99 | 187 | 187 | 187 | 104 | 112 | 105 | 82 | 82 | 105 | 105 | 99 | 178 | 434 | 434 | 34 | 120 | 120 | 104 | 178 | 178 | 178 | 178 | 120 | 178 | 99 | 178 | 140 | 140 | 99 | 105 | 99 | 96 | 96 | 178 | 178 | 120 | 120 | 178 | 178 | 178 | 105 | 99 | 99 | 99 | 82 | 82 | 136 | 140 | 130 | 99 | 122 | 196 | 178 | 136 | 178 | 124 | 178 | 178 | 178 | 99 | 136 | 195 | 178 | 178 | 192 | 187 | 120 | 187 | 187 | 187 | 119 | 119 | 570 | 570 | 140 | 140 | 842 | 105 | 109 | 109 | 82 | 82 | 75 | 75 | 178 | 178 | 178 | 178 | 82 | 82 | 710 | 69 | 70 | 710 | 710 | 710 | 144 | 63 | 99 | 570 | 570 | 178 | 200 | 109 | 109 | 79 | 79 | 434 | 740 | 228 | 115 | 195 | 124 | 80 | 120 | 105 | 178 | 178 | 178 | 69 | 70 | 69 | 69 | 132 | 132 | 710 | 710 | 66 | 66 | 710 | 109 | 109 | 82 | 82 | 144 | 144 | 710 | 178 | 124 | 99 | 99 | 99 | 761 | 187 | 761 | 761 | 761 | 178 | 178 | 115 | 434 | 434 | 555 | 123 | 178 | 130 | 178 | 103 | 238 | 434 | 178 | 132 | 178 | 144 | 144 | 140 | 140 | 136 | 178 | 178 | 178 | 196 | 178 | 178 | 178 | 130 | 99 | 136 | 178 | 105 | 187 | 187 | 187 | 105 | 130 | 434 | 105 | 105 | 593 | 119 | 178 | 120 | 178 | 178 | 178 | 646 | 161 | 161 | 434 | 434 | 187 | 124 | 99 | 105 | 63 | 178 | 187 | 136 | 187 | 187 | 99 | 99 | 105 | 178 | 178 | 1577 | 1577 | 143 | 104 | 82 | 82 | 82 | 82 | 186 | 124 | 136 | 99 | 178 | 178 | 99 | 99 | 105 | 105 | 99 | 99 | 100 | 100 | 200 | 143 | 82 | 82 | 82 | 412 | 412 | 82 | 82 | 109 | 178 | 99 | 82 | 109 | 140 | 140 | 196 | 178 | 178 | 99 | 178 | 350 | 99 | 99 | 99 | 392 | 97 | 99 | 761 | 178 | 124 | 103 | 178 | 746 | 646 | 178 | 178 | 178 | 178 | 190 | 105 | 136 | 134 | 136 | 136 | 99 | 105 | 99 | 105 | 99 | 99 | 99 | 74 | 74 | 99 | 178 | 178 | 99 | 104 | 178 | 178 | 211 | 196 | 69 | 69 | 144 | 144 | 103 | 99 | 99 | 82 | 82 | 82 | 82 | 82 | 99 | 79 | 79 | 108 | 109 | 109 | 99 | 99 | 99 | 178 | 393 | 350 | 350 | 434 | 1283 | 351 | 140 | 140 | 140 | 186 | 157 | 144 | 186 | 195 | 105 | 119 | 593 | 119 | 332 | 120 | 80 | 536 | 105 | 144 | 144 | 105 | 384 | 99 | 99 | 434 | 98 | 107 | 140 | 107 | 140 | 99 | 99 | 178 | 103 | 103 | 103 | 120 | 120 | 570 | 99 | 393 | 434 | 593 | 178 | 178 | 178 | 178 | 136 | 122 | 82 | 82 | 105 | 434 | 350 | 99 | 99 | 99 | 99 | 99 | 99 | 200 | 200 | 119 | 105 | 105 | 195 | 710 | 82 | 80 | 107 | 140 | 136 | 136 | 104 | 196 | 80 | 562 | 120 | 267 | 351 | 593 | 178 | 99 | 134 | 103 | 103 | 710 | 710 | 710 | 185 | 178 | 99 | 178 | 178 | 119 | 120 | 136 | 434 | 512 | 99 | 80 | 269 | 178 | 140 | 136 | 731 | 731 | 660 | 660 | 136 | 99 | 99 | 350 | 350 | 99 | 178 | 99 | 109 | 143 | 434 | 178 | 99 | 140 | 190 | 195 | 135 | 195 | 710 | 136 | 105 | 124 | 99 | 353 | 178 | 99 | 136 | 99 | 187 | 99 | 761 | 761 | 99 | 99 | 99 | 99 | 136 | 124 | 99 | 99 | 136 | 105 | 136 | 100 | 99 | 178 | 99 | 99 | 99 | 99 | 82 | 80 | 99 | 99 | 95 | 710 | 710 | 350 | 120 | 104 | 710 | 710 | 99 | 99 | 80 | 178 | 269 | 325 | 350 | 119 | 120 | 140 | 140 | 99 | 105 | 100 | 120 | 139 | 135 | 190 | 99 | 99 | 1283 | 537 | 178 | 178 | 178 | 105 | 105 | 136 | 105 | 82 | 82 | 119 | 332 | 109 | 82 | 186 | 105 | 434 | 1577 | 105 | 105 | 267 | 269 | 269 | 593 | 178 | 136 | 467 | 63 | 195 | 178 | 125 | 125 | 99 | 95 | 99 | 178 | 178 | 105 | 99 | 99 | 105 | 105 | 105 | 710 | 710 | 79 | 79 | 105 | 178 | 186 | 178 | 685
05/07/25 17:00 | 99 | 99 | 178 | 145 | 536 | 393 | 393 | 593 | 434 | 99 | 140 | 103 | 109 | 105 | 99 | 187 | 187 | 187 | 104 | 112 | 105 | 82 | 82 | 105 | 105 | 99 | 178 | 434 | 434 | 34 | 120 | 120 | 104 | 178 | 178 | 178 | 178 | 120 | 178 | 99 | 178 | 140 | 140 | 99 | 105 | 99 | 96 | 96 | 178 | 178 | 120 | 120 | 178 | 178 | 178 | 105 | 99 | 99 | 99 | 82 | 82 | 136 | 140 | 130 | 99 | 122 | 196 | 178 | 136 | 178 | 124 | 178 | 178 | 178 | 99 | 136 | 195 | 178 | 178 | 192 | 187 | 120 | 187 | 187 | 187 | 119 | 119 | 570 | 570 | 140 | 140 | 842 | 105 | 109 | 109 | 82 | 82 | 75 | 75 | 178 | 178 | 178 | 178 | 82 | 82 | 710 | 69 | 70 | 710 | 710 | 710 | 144 | 63 | 99 | 570 | 570 | 178 | 200 | 109 | 109 | 79 | 79 | 434 | 740 | 228 | 115 | 195 | 124 | 80 | 120 | 105 | 178 | 178 | 178 | 69 | 70 | 69 | 69 | 132 | 132 | 710 | 710 | 66 | 66 | 710 | 109 | 109 | 82 | 82 | 144 | 144 | 710 | 178 | 124 | 99 | 99 | 99 | 761 | 187 | 761 | 761 | 761 | 178 | 178 | 115 | 434 | 434 | 555 | 123 | 178 | 130 | 178 | 103 | 238 | 434 | 178 | 132 | 178 | 144 | 144 | 140 | 140 | 136 | 178 | 178 | 178 | 196 | 178 | 178 | 178 | 130 | 99 | 136 | 178 | 105 | 187 | 187 | 187 | 105 | 130 | 434 | 105 | 105 | 593 | 119 | 178 | 120 | 178 | 178 | 178 | 646 | 161 | 161 | 434 | 434 | 187 | 124 | 99 | 105 | 63 | 178 | 187 | 136 | 187 | 187 | 99 | 99 | 105 | 178 | 178 | 1577 | 1577 | 143 | 104 | 82 | 82 | 82 | 82 | 186 | 124 | 136 | 99 | 178 | 178 | 99 | 99 | 105 | 105 | 99 | 99 | 100 | 100 | 200 | 143 | 82 | 82 | 82 | 412 | 412 | 82 | 82 | 109 | 178 | 99 | 82 | 109 | 140 | 140 | 196 | 178 | 178 | 99 | 178 | 350 | 99 | 99 | 99 | 392 | 97 | 99 | 761 | 178 | 124 | 103 | 178 | 746 | 646 | 178 | 178 | 178 | 178 | 190 | 105 | 136 | 134 | 136 | 136 | 99 | 105 | 99 | 105 | 99 | 99 | 99 | 74 | 74 | 99 | 178 | 178 | 99 | 104 | 178 | 178 | 211 | 196 | 69 | 69 | 144 | 144 | 103 | 99 | 99 | 82 | 82 | 82 | 82 | 82 | 99 | 79 | 79 | 108 | 109 | 109 | 99 | 99 | 99 | 178 | 393 | 350 | 350 | 434 | 1283 | 351 | 140 | 140 | 140 | 186 | 157 | 144 | 186 | 195 | 105 | 119 | 593 | 119 | 332 | 120 | 80 | 536 | 105 | 144 | 144 | 105 | 384 | 99 | 99 | 434 | 98 | 107 | 140 | 107 | 140 | 99 | 99 | 178 | 103 | 103 | 103 | 120 | 120 | 570 | 99 | 393 | 434 | 593 | 178 | 178 | 178 | 178 | 136 | 122 | 82 | 82 | 105 | 434 | 350 | 99 | 99 | 99 | 99 | 99 | 99 | 200 | 200 | 119 | 105 | 105 | 195 | 710 | 82 | 80 | 107 | 140 | 136 | 136 | 104 | 196 | 80 | 562 | 120 | 267 | 351 | 593 | 178 | 99 | 134 | 103 | 103 | 710 | 710 | 710 | 185 | 178 | 99 | 178 | 178 | 119 | 120 | 136 | 434 | 512 | 99 | 80 | 269 | 178 | 140 | 136 | 731 | 731 | 660 | 660 | 136 | 99 | 99 | 350 | 350 | 99 | 178 | 99 | 109 | 143 | 434 | 178 | 99 | 140 | 190 | 195 | 135 | 195 | 710 | 136 | 105 | 124 | 99 | 353 | 178 | 99 | 136 | 99 | 187 | 99 | 761 | 761 | 99 | 99 | 99 | 99 | 136 | 124 | 99 | 99 | 136 | 105 | 136 | 100 | 99 | 178 | 99 | 99 | 99 | 99 | 82 | 80 | 99 | 99 | 95 | 710 | 710 | 350 | 120 | 104 | 710 | 710 | 99 | 99 | 80 | 178 | 269 | 325 | 350 | 119 | 120 | 140 | 140 | 99 | 105 | 100 | 120 | 139 | 135 | 190 | 99 | 99 | 1283 | 537 | 178 | 178 | 178 | 105 | 105 | 136 | 105 | 82 | 82 | 119 | 332 | 109 | 82 | 186 | 105 | 434 | 1577 | 105 | 105 | 267 | 269 | 269 | 593 | 178 | 136 | 467 | 63 | 195 | 178 | 125 | 125 | 99 | 95 | 99 | 178 | 178 | 105 | 99 | 99 | 105 | 105 | 105 | 710 | 710 | 79 | 79 | 105 | 178 | 186 | 178 | 685
05/07/25 17:30 | 99 | 99 | 178 | 145 | 536 | 393 | 393 | 593 | 434 | 99 | 140 | 103 | 109 | 105 | 99 | 187 | 187 | 187 | 104 | 112 | 105 | 82 | 82 | 105 | 105 | 99 | 178 | 434 | 434 | 34 | 120 | 120 | 104 | 178 | 178 | 178 | 178 | 120 | 178 | 99 | 178 | 140 | 140 | 99 | 105 | 99 | 96 | 96 | 178 | 178 | 120 | 120 | 178 | 178 | 178 | 105 | 99 | 99 | 99 | 82 | 82 | 136 | 140 | 130 | 99 | 122 | 196 | 178 | 136 | 178 | 124 | 178 | 178 | 178 | 99 | 136 | 195 | 178 | 178 | 192 | 187 | 120 | 187 | 187 | 187 | 119 | 119 | 570 | 570 | 140 | 140 | 842 | 105 | 109 | 109 | 82 | 82 | 75 | 75 | 178 | 178 | 178 | 178 | 82 | 82 | 710 | 69 | 70 | 710 | 710 | 710 | 144 | 63 | 99 | 570 | 570 | 178 | 200 | 109 | 109 | 79 | 79 | 434 | 740 | 228 | 115 | 195 | 124 | 80 | 120 | 105 | 178 | 178 | 178 | 69 | 70 | 69 | 69 | 132 | 132 | 710 | 710 | 66 | 66 | 710 | 109 | 109 | 82 | 82 | 144 | 144 | 710 | 178 | 124 | 99 | 99 | 99 | 761 | 187 | 761 | 761 | 761 | 178 | 178 | 115 | 434 | 434 | 555 | 123 | 178 | 130 | 178 | 103 | 238 | 434 | 178 | 132 | 178 | 144 | 144 | 140 | 140 | 136 | 178 | 178 | 178 | 196 | 178 | 178 | 178 | 130 | 99 | 136 | 178 | 105 | 187 | 187 | 187 | 105 | 130 | 434 | 105 | 105 | 593 | 119 | 178 | 120 | 178 | 178 | 178 | 646 | 161 | 161 | 434 | 434 | 187 | 124 | 99 | 105 | 63 | 178 | 187 | 136 | 187 | 187 | 99 | 99 | 105 | 178 | 178 | 1577 | 1577 | 143 | 104 | 82 | 82 | 82 | 82 | 186 | 124 | 136 | 99 | 178 | 178 | 99 | 99 | 105 | 105 | 99 | 99 | 100 | 100 | 200 | 143 | 82 | 82 | 82 | 412 | 412 | 82 | 82 | 109 | 178 | 99 | 82 | 109 | 140 | 140 | 196 | 178 | 178 | 99 | 178 | 350 | 99 | 99 | 99 | 392 | 97 | 99 | 761 | 178 | 124 | 103 | 178 | 746 | 646 | 178 | 178 | 178 | 178 | 190 | 105 | 136 | 134 | 136 | 136 | 99 | 105 | 99 | 105 | 99 | 99 | 99 | 74 | 74 | 99 | 178 | 178 | 99 | 104 | 178 | 178 | 211 | 196 | 69 | 69 | 144 | 144 | 103 | 99 | 99 | 82 | 82 | 82 | 82 | 82 | 99 | 79 | 79 | 108 | 109 | 109 | 99 | 99 | 99 | 178 | 393 | 350 | 350 | 434 | 1283 | 351 | 140 | 140 | 140 | 186 | 157 | 144 | 186 | 195 | 105 | 119 | 593 | 119 | 332 | 120 | 80 | 536 | 105 | 144 | 144 | 105 | 384 | 99 | 99 | 434 | 98 | 107 | 140 | 107 | 140 | 99 | 99 | 178 | 103 | 103 | 103 | 120 | 120 | 570 | 99 | 393 | 434 | 593 | 178 | 178 | 178 | 178 | 136 | 122 | 82 | 82 | 105 | 434 | 350 | 99 | 99 | 99 | 99 | 99 | 99 | 200 | 200 | 119 | 105 | 105 | 195 | 710 | 82 | 80 | 107 | 140 | 136 | 136 | 104 | 196 | 80 | 562 | 120 | 267 | 351 | 593 | 178 | 99 | 134 | 103 | 103 | 710 | 710 | 710 | 185 | 178 | 99 | 178 | 178 | 119 | 120 | 136 | 434 | 512 | 99 | 80 | 269 | 178 | 140 | 136 | 731 | 731 | 660 | 660 | 136 | 99 | 99 | 350 | 350 | 99 | 178 | 99 | 109 | 143 | 434 | 178 | 99 | 140 | 190 | 195 | 135 | 195 | 710 | 136 | 105 | 124 | 99 | 353 | 178 | 99 | 136 | 99 | 187 | 99 | 761 | 761 | 99 | 99 | 99 | 99 | 136 | 124 | 99 | 99 | 136 | 105 | 136 | 100 | 99 | 178 | 99 | 99 | 99 | 99 | 82 | 80 | 99 | 99 | 95 | 710 | 710 | 350 | 120 | 104 | 710 | 710 | 99 | 99 | 80 | 178 | 269 | 325 | 350 | 119 | 120 | 140 | 140 | 99 | 105 | 100 | 120 | 139 | 135 | 190 | 99 | 99 | 1283 | 537 | 178 | 178 | 178 | 105 | 105 | 136 | 105 | 82 | 82 | 119 | 332 | 109 | 82 | 186 | 105 | 434 | 1577 | 105 | 105 | 267 | 269 | 269 | 593 | 178 | 136 | 467 | 63 | 195 | 178 | 125 | 125 | 99 | 95 | 99 | 178 | 178 | 105 | 99 | 99 | 105 | 105 | 105 | 710 | 710 | 79 | 79 | 105 | 178 | 186 | 178 | 685
05/07/25 18:00 | 99 | 99 | 178 | 145 | 536 | 393 | 393 | 593 | 434 | 99 | 140 | 103 | 109 | 105 | 99 | 187 | 187 | 187 | 104 | 112 | 105 | 82 | 82 | 105 | 105 | 99 | 178 | 434 | 434 | 34 | 120 | 120 | 104 | 178 | 178 | 178 | 178 | 120 | 178 | 99 | 178 | 140 | 140 | 99 | 105 | 99 | 96 | 96 | 178 | 178 | 120 | 120 | 178 | 178 | 178 | 105 | 99 | 99 | 99 | 82 | 82 | 136 | 140 | 130 | 99 | 122 | 196 | 178 | 136 | 178 | 124 | 178 | 178 | 178 | 99 | 136 | 195 | 178 | 178 | 192 | 187 | 120 | 187 | 187 | 187 | 119 | 119 | 570 | 570 | 140 | 140 | 842 | 105 | 109 | 109 | 82 | 82 | 75 | 75 | 178 | 178 | 178 | 178 | 82 | 82 | 710 | 69 | 70 | 710 | 710 | 710 | 144 | 63 | 99 | 570 | 570 | 178 | 200 | 109 | 109 | 79 | 79 | 434 | 740 | 228 | 115 | 195 | 124 | 80 | 120 | 105 | 178 | 178 | 178 | 69 | 70 | 69 | 69 | 132 | 132 | 710 | 710 | 66 | 66 | 710 | 109 | 109 | 82 | 82 | 144 | 144 | 710 | 178 | 124 | 99 | 99 | 99 | 761 | 187 | 761 | 761 | 761 | 178 | 178 | 115 | 434 | 434 | 555 | 123 | 178 | 130 | 178 | 103 | 238 | 434 | 178 | 132 | 178 | 144 | 144 | 140 | 140 | 136 | 178 | 178 | 178 | 196 | 178 | 178 | 178 | 130 | 99 | 136 | 178 | 105 | 187 | 187 | 187 | 105 | 130 | 434 | 105 | 105 | 593 | 119 | 178 | 120 | 178 | 178 | 178 | 646 | 161 | 161 | 434 | 434 | 187 | 124 | 99 | 105 | 63 | 178 | 187 | 136 | 187 | 187 | 99 | 99 | 105 | 178 | 178 | 1577 | 1577 | 143 | 104 | 82 | 82 | 82 | 82 | 186 | 124 | 136 | 99 | 178 | 178 | 99 | 99 | 105 | 105 | 99 | 99 | 100 | 100 | 200 | 143 | 82 | 82 | 82 | 412 | 412 | 82 | 82 | 109 | 178 | 99 | 82 | 109 | 140 | 140 | 196 | 178 | 178 | 99 | 178 | 350 | 99 | 99 | 99 | 392 | 97 | 99 | 761 | 178 | 124 | 103 | 178 | 746 | 646 | 178 | 178 | 178 | 178 | 190 | 105 | 136 | 134 | 136 | 136 | 99 | 105 | 99 | 105 | 99 | 99 | 99 | 74 | 74 | 99 | 178 | 178 | 99 | 104 | 178 | 178 | 211 | 196 | 69 | 69 | 144 | 144 | 103 | 99 | 99 | 82 | 82 | 82 | 82 | 82 | 99 | 79 | 79 | 108 | 109 | 109 | 99 | 99 | 99 | 178 | 393 | 350 | 350 | 434 | 1283 | 351 | 140 | 140 | 140 | 186 | 157 | 144 | 186 | 195 | 105 | 119 | 593 | 119 | 332 | 120 | 80 | 536 | 105 | 144 | 144 | 105 | 384 | 99 | 99 | 434 | 98 | 107 | 140 | 107 | 140 | 99 | 99 | 178 | 103 | 103 | 103 | 120 | 120 | 570 | 99 | 393 | 434 | 593 | 178 | 178 | 178 | 178 | 136 | 122 | 82 | 82 | 105 | 434 | 350 | 99 | 99 | 99 | 99 | 99 | 99 | 200 | 200 | 119 | 105 | 105 | 195 | 710 | 82 | 80 | 107 | 140 | 136 | 136 | 104 | 196 | 80 | 562 | 120 | 267 | 351 | 593 | 178 | 99 | 134 | 103 | 103 | 710 | 710 | 710 | 185 | 178 | 99 | 178 | 178 | 119 | 120 | 136 | 434 | 512 | 99 | 80 | 269 | 178 | 140 | 136 | 731 | 731 | 660 | 660 | 136 | 99 | 99 | 350 | 350 | 99 | 178 | 99 | 109 | 143 | 434 | 178 | 99 | 140 | 190 | 195 | 135 | 195 | 710 | 136 | 105 | 124 | 99 | 353 | 178 | 99 | 136 | 99 | 187 | 99 | 761 | 761 | 99 | 99 | 99 | 99 | 136 | 124 | 99 | 99 | 136 | 105 | 136 | 100 | 99 | 178 | 99 | 99 | 99 | 99 | 82 | 80 | 99 | 99 | 95 | 710 | 710 | 350 | 120 | 104 | 710 | 710 | 99 | 99 | 80 | 178 | 269 | 325 | 350 | 119 | 120 | 140 | 140 | 99 | 105 | 100 | 120 | 139 | 135 | 190 | 99 | 99 | 1283 | 537 | 178 | 178 | 178 | 105 | 105 | 136 | 105 | 82 | 82 | 119 | 332 | 109 | 82 | 186 | 105 | 434 | 1577 | 105 | 105 | 267 | 269 | 269 | 593 | 178 | 136 | 467 | 63 | 195 | 178 | 125 | 125 | 99 | 95 | 99 | 178 | 178 | 105 | 99 | 99 | 105 | 105 | 105 | 710 | 710 | 79 | 79 | 105 | 178 | 186 | 178 | 685
05/07/25 18:30 | 99 | 99 | 178 | 145 | 536 | 393 | 393 | 593 | 434 | 99 | 140 | 103 | 109 | 105 | 99 | 187 | 187 | 187 | 104 | 112 | 105 | 82 | 82 | 105 | 105 | 99 | 178 | 434 | 434 | 34 | 120 | 120 | 104 | 178 | 178 | 178 | 178 | 120 | 178 | 99 | 178 | 140 | 140 | 99 | 105 | 99 | 96 | 96 | 178 | 178 | 120 | 120 | 178 | 178 | 178 | 105 | 99 | 99 | 99 | 82 | 82 | 136 | 140 | 130 | 99 | 122 | 196 | 178 | 136 | 178 | 124 | 178 | 178 | 178 | 99 | 136 | 195 | 178 | 178 | 192 | 187 | 120 | 187 | 187 | 187 | 119 | 119 | 570 | 570 | 140 | 140 | 842 | 105 | 109 | 109 | 82 | 82 | 75 | 75 | 178 | 178 | 178 | 178 | 82 | 82 | 710 | 69 | 70 | 710 | 710 | 710 | 144 | 63 | 99 | 570 | 570 | 178 | 200 | 109 | 109 | 79 | 79 | 434 | 740 | 228 | 115 | 195 | 124 | 80 | 120 | 105 | 178 | 178 | 178 | 69 | 70 | 69 | 69 | 132 | 132 | 710 | 710 | 66 | 66 | 710 | 109 | 109 | 82 | 82 | 144 | 144 | 710 | 178 | 124 | 99 | 99 | 99 | 761 | 187 | 761 | 761 | 761 | 178 | 178 | 115 | 434 | 434 | 555 | 123 | 178 | 130 | 178 | 103 | 238 | 434 | 178 | 132 | 178 | 144 | 144 | 140 | 140 | 136 | 178 | 178 | 178 | 196 | 178 | 178 | 178 | 130 | 99 | 136 | 178 | 105 | 187 | 187 | 187 | 105 | 130 | 434 | 105 | 105 | 593 | 119 | 178 | 120 | 178 | 178 | 178 | 646 | 161 | 161 | 434 | 434 | 187 | 124 | 99 | 105 | 63 | 178 | 187 | 136 | 187 | 187 | 99 | 99 | 105 | 178 | 178 | 1577 | 1577 | 143 | 104 | 82 | 82 | 82 | 82 | 186 | 124 | 136 | 99 | 178 | 178 | 99 | 99 | 105 | 105 | 99 | 99 | 100 | 100 | 200 | 143 | 82 | 82 | 82 | 412 | 412 | 82 | 82 | 109 | 178 | 99 | 82 | 109 | 140 | 140 | 196 | 178 | 178 | 99 | 178 | 350 | 99 | 99 | 99 | 392 | 97 | 99 | 761 | 178 | 124 | 103 | 178 | 746 | 646 | 178 | 178 | 178 | 178 | 190 | 105 | 136 | 134 | 136 | 136 | 99 | 105 | 99 | 105 | 99 | 99 | 99 | 74 | 74 | 99 | 178 | 178 | 99 | 104 | 178 | 178 | 211 | 196 | 69 | 69 | 144 | 144 | 103 | 99 | 99 | 82 | 82 | 82 | 82 | 82 | 99 | 79 | 79 | 108 | 109 | 109 | 99 | 99 | 99 | 178 | 393 | 350 | 350 | 434 | 1283 | 351 | 140 | 140 | 140 | 186 | 157 | 144 | 186 | 195 | 105 | 119 | 593 | 119 | 332 | 120 | 80 | 536 | 105 | 144 | 144 | 105 | 384 | 99 | 99 | 434 | 98 | 107 | 140 | 107 | 140 | 99 | 99 | 178 | 103 | 103 | 103 | 120 | 120 | 570 | 99 | 393 | 434 | 593 | 178 | 178 | 178 | 178 | 136 | 122 | 82 | 82 | 105 | 434 | 350 | 99 | 99 | 99 | 99 | 99 | 99 | 200 | 200 | 119 | 105 | 105 | 195 | 710 | 82 | 80 | 107 | 140 | 136 | 136 | 104 | 196 | 80 | 562 | 120 | 267 | 351 | 593 | 178 | 99 | 134 | 103 | 103 | 710 | 710 | 710 | 185 | 178 | 99 | 178 | 178 | 119 | 120 | 136 | 434 | 512 | 99 | 80 | 269 | 178 | 140 | 136 | 731 | 731 | 660 | 660 | 136 | 99 | 99 | 350 | 350 | 99 | 178 | 99 | 109 | 143 | 434 | 178 | 99 | 140 | 190 | 195 | 135 | 195 | 710 | 136 | 105 | 124 | 99 | 353 | 178 | 99 | 136 | 99 | 187 | 99 | 761 | 761 | 99 | 99 | 99 | 99 | 136 | 124 | 99 | 99 | 136 | 105 | 136 | 100 | 99 | 178 | 99 | 99 | 99 | 99 | 82 | 80 | 99 | 99 | 95 | 710 | 710 | 350 | 120 | 104 | 710 | 710 | 99 | 99 | 80 | 178 | 269 | 325 | 350 | 119 | 120 | 140 | 140 | 99 | 105 | 100 | 120 | 139 | 135 | 190 | 99 | 99 | 1283 | 537 | 178 | 178 | 178 | 105 | 105 | 136 | 105 | 82 | 82 | 119 | 332 | 109 | 82 | 186 | 105 | 434 | 1577 | 105 | 105 | 267 | 269 | 269 | 593 | 178 | 136 | 467 | 63 | 195 | 178 | 125 | 125 | 99 | 95 | 99 | 178 | 178 | 105 | 99 | 99 | 105 | 105 | 105 | 710 | 710 | 79 | 79 | 105 | 178 | 186 | 178 | 685
05/07/25 19:00 | 99 | 99 | 178 | 145 | 536 | 393 | 393 | 593 | 434 | 99 | 140 | 103 | 109 | 105 | 99 | 187 | 187 | 187 | 104 | 112 | 105 | 82 | 82 | 105 | 105 | 99 | 178 | 434 | 434 | 34 | 120 | 120 | 104 | 178 | 178 | 178 | 178 | 120 | 178 | 99 | 178 | 140 | 140 | 99 | 105 | 99 | 96 | 96 | 178 | 178 | 120 | 120 | 178 | 178 | 178 | 105 | 99 | 99 | 99 | 82 | 82 | 136 | 140 | 130 | 99 | 122 | 196 | 178 | 136 | 178 | 124 | 178 | 178 | 178 | 99 | 136 | 195 | 178 | 178 | 192 | 187 | 120 | 187 | 187 | 187 | 119 | 119 | 570 | 570 | 140 | 140 | 842 | 105 | 109 | 109 | 82 | 82 | 75 | 75 | 178 | 178 | 178 | 178 | 82 | 82 | 710 | 69 | 70 | 710 | 710 | 710 | 144 | 63 | 99 | 570 | 570 | 178 | 200 | 109 | 109 | 79 | 79 | 434 | 740 | 228 | 115 | 195 | 124 | 80 | 120 | 105 | 178 | 178 | 178 | 69 | 70 | 69 | 69 | 132 | 132 | 710 | 710 | 66 | 66 | 710 | 109 | 109 | 82 | 82 | 144 | 144 | 710 | 178 | 124 | 99 | 99 | 99 | 761 | 187 | 761 | 761 | 761 | 178 | 178 | 115 | 434 | 434 | 555 | 123 | 178 | 130 | 178 | 103 | 238 | 434 | 178 | 132 | 178 | 144 | 144 | 140 | 140 | 136 | 178 | 178 | 178 | 196 | 178 | 178 | 178 | 130 | 99 | 136 | 178 | 105 | 187 | 187 | 187 | 105 | 130 | 434 | 105 | 105 | 593 | 119 | 178 | 120 | 178 | 178 | 178 | 646 | 161 | 161 | 434 | 434 | 187 | 124 | 99 | 105 | 63 | 178 | 187 | 136 | 187 | 187 | 99 | 99 | 105 | 178 | 178 | 1577 | 1577 | 143 | 104 | 82 | 82 | 82 | 82 | 186 | 124 | 136 | 99 | 178 | 178 | 99 | 99 | 105 | 105 | 99 | 99 | 100 | 100 | 200 | 143 | 82 | 82 | 82 | 412 | 412 | 82 | 82 | 109 | 178 | 99 | 82 | 109 | 140 | 140 | 196 | 178 | 178 | 99 | 178 | 350 | 99 | 99 | 99 | 392 | 97 | 99 | 761 | 178 | 124 | 103 | 178 | 746 | 646 | 178 | 178 | 178 | 178 | 190 | 105 | 136 | 134 | 136 | 136 | 99 | 105 | 99 | 105 | 99 | 99 | 99 | 74 | 74 | 99 | 178 | 178 | 99 | 104 | 178 | 178 | 211 | 196 | 69 | 69 | 144 | 144 | 103 | 99 | 99 | 82 | 82 | 82 | 82 | 82 | 99 | 79 | 79 | 108 | 109 | 109 | 99 | 99 | 99 | 178 | 393 | 350 | 350 | 434 | 1283 | 351 | 140 | 140 | 140 | 186 | 157 | 144 | 186 | 195 | 105 | 119 | 593 | 119 | 332 | 120 | 80 | 536 | 105 | 144 | 144 | 105 | 384 | 99 | 99 | 434 | 98 | 107 | 140 | 107 | 140 | 99 | 99 | 178 | 103 | 103 | 103 | 120 | 120 | 570 | 99 | 393 | 434 | 593 | 178 | 178 | 178 | 178 | 136 | 122 | 82 | 82 | 105 | 434 | 350 | 99 | 99 | 99 | 99 | 99 | 99 | 200 | 200 | 119 | 105 | 105 | 195 | 710 | 82 | 80 | 107 | 140 | 136 | 136 | 104 | 196 | 80 | 562 | 120 | 267 | 351 | 593 | 178 | 99 | 134 | 103 | 103 | 710 | 710 | 710 | 185 | 178 | 99 | 178 | 178 | 119 | 120 | 136 | 434 | 512 | 99 | 80 | 269 | 178 | 140 | 136 | 731 | 731 | 660 | 660 | 136 | 99 | 99 | 350 | 350 | 99 | 178 | 99 | 109 | 143 | 434 | 178 | 99 | 140 | 190 | 195 | 135 | 195 | 710 | 136 | 105 | 124 | 99 | 353 | 178 | 99 | 136 | 99 | 187 | 99 | 761 | 761 | 99 | 99 | 99 | 99 | 136 | 124 | 99 | 99 | 136 | 105 | 136 | 100 | 99 | 178 | 99 | 99 | 99 | 99 | 82 | 80 | 99 | 99 | 95 | 710 | 710 | 350 | 120 | 104 | 710 | 710 | 99 | 99 | 80 | 178 | 269 | 325 | 350 | 119 | 120 | 140 | 140 | 99 | 105 | 100 | 120 | 139 | 135 | 190 | 99 | 99 | 1283 | 537 | 178 | 178 | 178 | 105 | 105 | 136 | 105 | 82 | 82 | 119 | 332 | 109 | 82 | 186 | 105 | 434 | 1577 | 105 | 105 | 267 | 269 | 269 | 593 | 178 | 136 | 467 | 63 | 195 | 178 | 125 | 125 | 99 | 95 | 99 | 178 | 178 | 105 | 99 | 99 | 105 | 105 | 105 | 710 | 710 | 79 | 79 | 105 | 178 | 186 | 178 | 685
05/07/25 19:30 | 99 | 99 | 178 | 145 | 536 | 393 | 393 | 593 | 434 | 99 | 140 | 103 | 109 | 105 | 99 | 187 | 187 | 187 | 104 | 112 | 105 | 82 | 82 | 105 | 105 | 99 | 178 | 434 | 434 | 34 | 120 | 120 | 104 | 178 | 178 | 178 | 178 | 120 | 178 | 99 | 178 | 140 | 140 | 99 | 105 | 99 | 96 | 96 | 178 | 178 | 120 | 120 | 178 | 178 | 178 | 105 | 99 | 99 | 99 | 82 | 82 | 136 | 140 | 130 | 99 | 122 | 196 | 178 | 136 | 178 | 124 | 178 | 178 | 178 | 99 | 136 | 195 | 178 | 178 | 192 | 187 | 120 | 187 | 187 | 187 | 119 | 119 | 570 | 570 | 140 | 140 | 842 | 105 | 109 | 109 | 82 | 82 | 75 | 75 | 178 | 178 | 178 | 178 | 82 | 82 | 710 | 69 | 70 | 710 | 710 | 710 | 144 | 63 | 99 | 570 | 570 | 178 | 200 | 109 | 109 | 79 | 79 | 434 | 740 | 228 | 115 | 195 | 124 | 80 | 120 | 105 | 178 | 178 | 178 | 69 | 70 | 69 | 69 | 132 | 132 | 710 | 710 | 66 | 66 | 710 | 109 | 109 | 82 | 82 | 144 | 144 | 710 | 178 | 124 | 99 | 99 | 99 | 761 | 187 | 761 | 761 | 761 | 178 | 178 | 115 | 434 | 434 | 555 | 123 | 178 | 130 | 178 | 103 | 238 | 434 | 178 | 132 | 178 | 144 | 144 | 140 | 140 | 136 | 178 | 178 | 178 | 196 | 178 | 178 | 178 | 130 | 99 | 136 | 178 | 105 | 187 | 187 | 187 | 105 | 130 | 434 | 105 | 105 | 593 | 119 | 178 | 120 | 178 | 178 | 178 | 646 | 161 | 161 | 434 | 434 | 187 | 124 | 99 | 105 | 63 | 178 | 187 | 136 | 187 | 187 | 99 | 99 | 105 | 178 | 178 | 1577 | 1577 | 143 | 104 | 82 | 82 | 82 | 82 | 186 | 124 | 136 | 99 | 178 | 178 | 99 | 99 | 105 | 105 | 99 | 99 | 100 | 100 | 200 | 143 | 82 | 82 | 82 | 412 | 412 | 82 | 82 | 109 | 178 | 99 | 82 | 109 | 140 | 140 | 196 | 178 | 178 | 99 | 178 | 350 | 99 | 99 | 99 | 392 | 97 | 99 | 761 | 178 | 124 | 103 | 178 | 746 | 646 | 178 | 178 | 178 | 178 | 190 | 105 | 136 | 134 | 136 | 136 | 99 | 105 | 99 | 105 | 99 | 99 | 99 | 74 | 74 | 99 | 178 | 178 | 99 | 104 | 178 | 178 | 211 | 196 | 69 | 69 | 144 | 144 | 103 | 99 | 99 | 82 | 82 | 82 | 82 | 82 | 99 | 79 | 79 | 108 | 109 | 109 | 99 | 99 | 99 | 178 | 393 | 350 | 350 | 434 | 1283 | 351 | 140 | 140 | 140 | 186 | 157 | 144 | 186 | 195 | 105 | 119 | 593 | 119 | 332 | 120 | 80 | 536 | 105 | 144 | 144 | 105 | 384 | 99 | 99 | 434 | 98 | 107 | 140 | 107 | 140 | 99 | 99 | 178 | 103 | 103 | 103 | 120 | 120 | 570 | 99 | 393 | 434 | 593 | 178 | 178 | 178 | 178 | 136 | 122 | 82 | 82 | 105 | 434 | 350 | 99 | 99 | 99 | 99 | 99 | 99 | 200 | 200 | 119 | 105 | 105 | 195 | 710 | 82 | 80 | 107 | 140 | 136 | 136 | 104 | 196 | 80 | 562 | 120 | 267 | 351 | 593 | 178 | 99 | 134 | 103 | 103 | 710 | 710 | 710 | 185 | 178 | 99 | 178 | 178 | 119 | 120 | 136 | 434 | 512 | 99 | 80 | 269 | 178 | 140 | 136 | 731 | 731 | 660 | 660 | 136 | 99 | 99 | 350 | 350 | 99 | 178 | 99 | 109 | 143 | 434 | 178 | 99 | 140 | 190 | 195 | 135 | 195 | 710 | 136 | 105 | 124 | 99 | 353 | 178 | 99 | 136 | 99 | 187 | 99 | 761 | 761 | 99 | 99 | 99 | 99 | 136 | 124 | 99 | 99 | 136 | 105 | 136 | 100 | 99 | 178 | 99 | 99 | 99 | 99 | 82 | 80 | 99 | 99 | 95 | 710 | 710 | 350 | 120 | 104 | 710 | 710 | 99 | 99 | 80 | 178 | 269 | 325 | 350 | 119 | 120 | 140 | 140 | 99 | 105 | 100 | 120 | 139 | 135 | 190 | 99 | 99 | 1283 | 537 | 178 | 178 | 178 | 105 | 105 | 136 | 105 | 82 | 82 | 119 | 332 | 109 | 82 | 186 | 105 | 434 | 1577 | 105 | 105 | 267 | 269 | 269 | 593 | 178 | 136 | 467 | 63 | 195 | 178 | 125 | 125 | 99 | 95 | 99 | 178 | 178 | 105 | 99 | 99 | 105 | 105 | 105 | 710 | 710 | 79 | 79 | 105 | 178 | 186 | 178 | 685
05/07/25 20:00 | 99 | 99 | 178 | 145 | 536 | 393 | 393 | 593 | 434 | 99 | 140 | 103 | 109 | 105 | 99 | 187 | 187 | 187 | 104 | 112 | 105 | 82 | 82 | 105 | 105 | 99 | 178 | 434 | 434 | 34 | 120 | 120 | 104 | 178 | 178 | 178 | 178 | 120 | 178 | 99 | 178 | 140 | 140 | 99 | 105 | 99 | 96 | 96 | 178 | 178 | 120 | 120 | 178 | 178 | 178 | 105 | 99 | 99 | 99 | 82 | 82 | 136 | 140 | 130 | 99 | 122 | 196 | 178 | 136 | 178 | 124 | 178 | 178 | 178 | 99 | 136 | 195 | 178 | 178 | 192 | 187 | 120 | 187 | 187 | 187 | 119 | 119 | 570 | 570 | 140 | 140 | 842 | 105 | 109 | 109 | 82 | 82 | 75 | 75 | 178 | 178 | 178 | 178 | 82 | 82 | 710 | 69 | 70 | 710 | 710 | 710 | 144 | 63 | 99 | 570 | 570 | 178 | 200 | 109 | 109 | 79 | 79 | 434 | 740 | 228 | 115 | 195 | 124 | 80 | 120 | 105 | 178 | 178 | 178 | 69 | 70 | 69 | 69 | 132 | 132 | 710 | 710 | 66 | 66 | 710 | 109 | 109 | 82 | 82 | 144 | 144 | 710 | 178 | 124 | 99 | 99 | 99 | 761 | 187 | 761 | 761 | 761 | 178 | 178 | 115 | 434 | 434 | 555 | 123 | 178 | 130 | 178 | 103 | 238 | 434 | 178 | 132 | 178 | 144 | 144 | 140 | 140 | 136 | 178 | 178 | 178 | 196 | 178 | 178 | 178 | 130 | 99 | 136 | 178 | 105 | 187 | 187 | 187 | 105 | 130 | 434 | 105 | 105 | 593 | 119 | 178 | 120 | 178 | 178 | 178 | 646 | 161 | 161 | 434 | 434 | 187 | 124 | 99 | 105 | 63 | 178 | 187 | 136 | 187 | 187 | 99 | 99 | 105 | 178 | 178 | 1577 | 1577 | 143 | 104 | 82 | 82 | 82 | 82 | 186 | 124 | 136 | 99 | 178 | 178 | 99 | 99 | 105 | 105 | 99 | 99 | 100 | 100 | 200 | 143 | 82 | 82 | 82 | 412 | 412 | 82 | 82 | 109 | 178 | 99 | 82 | 109 | 140 | 140 | 196 | 178 | 178 | 99 | 178 | 350 | 99 | 99 | 99 | 392 | 97 | 99 | 761 | 178 | 124 | 103 | 178 | 746 | 646 | 178 | 178 | 178 | 178 | 190 | 105 | 136 | 134 | 136 | 136 | 99 | 105 | 99 | 105 | 99 | 99 | 99 | 74 | 74 | 99 | 178 | 178 | 99 | 104 | 178 | 178 | 211 | 196 | 69 | 69 | 144 | 144 | 103 | 99 | 99 | 82 | 82 | 82 | 82 | 82 | 99 | 79 | 79 | 108 | 109 | 109 | 99 | 99 | 99 | 178 | 393 | 350 | 350 | 434 | 1283 | 351 | 140 | 140 | 140 | 186 | 157 | 144 | 186 | 195 | 105 | 119 | 593 | 119 | 332 | 120 | 80 | 536 | 105 | 144 | 144 | 105 | 384 | 99 | 99 | 434 | 98 | 107 | 140 | 107 | 140 | 99 | 99 | 178 | 103 | 103 | 103 | 120 | 120 | 570 | 99 | 393 | 434 | 593 | 178 | 178 | 178 | 178 | 136 | 122 | 82 | 82 | 105 | 434 | 350 | 99 | 99 | 99 | 99 | 99 | 99 | 200 | 200 | 119 | 105 | 105 | 195 | 710 | 82 | 80 | 107 | 140 | 136 | 136 | 104 | 196 | 80 | 562 | 120 | 267 | 351 | 593 | 178 | 99 | 134 | 103 | 103 | 710 | 710 | 710 | 185 | 178 | 99 | 178 | 178 | 119 | 120 | 136 | 434 | 512 | 99 | 80 | 269 | 178 | 140 | 136 | 731 | 731 | 660 | 660 | 136 | 99 | 99 | 350 | 350 | 99 | 178 | 99 | 109 | 143 | 434 | 178 | 99 | 140 | 190 | 195 | 135 | 195 | 710 | 136 | 105 | 124 | 99 | 353 | 178 | 99 | 136 | 99 | 187 | 99 | 761 | 761 | 99 | 99 | 99 | 99 | 136 | 124 | 99 | 99 | 136 | 105 | 136 | 100 | 99 | 178 | 99 | 99 | 99 | 99 | 82 | 80 | 99 | 99 | 95 | 710 | 710 | 350 | 120 | 104 | 710 | 710 | 99 | 99 | 80 | 178 | 269 | 325 | 350 | 119 | 120 | 140 | 140 | 99 | 105 | 100 | 120 | 139 | 135 | 190 | 99 | 99 | 1283 | 537 | 178 | 178 | 178 | 105 | 105 | 136 | 105 | 82 | 82 | 119 | 332 | 109 | 82 | 186 | 105 | 434 | 1577 | 105 | 105 | 267 | 269 | 269 | 593 | 178 | 136 | 467 | 63 | 195 | 178 | 125 | 125 | 99 | 95 | 99 | 178 | 178 | 105 | 99 | 99 | 105 | 105 | 105 | 710 | 710 | 79 | 79 | 105 | 178 | 186 | 178 | 685
05/07/25 20:30 | 99 | 99 | 178 | 145 | 536 | 393 | 393 | 593 | 434 | 99 | 140 | 103 | 109 | 105 | 99 | 187 | 187 | 187 | 104 | 112 | 105 | 82 | 82 | 105 | 105 | 99 | 178 | 434 | 434 | 34 | 120 | 120 | 104 | 178 | 178 | 178 | 178 | 120 | 178 | 99 | 178 | 140 | 140 | 99 | 105 | 99 | 96 | 96 | 178 | 178 | 120 | 120 | 178 | 178 | 178 | 105 | 99 | 99 | 99 | 82 | 82 | 136 | 140 | 130 | 99 | 122 | 196 | 178 | 136 | 178 | 124 | 178 | 178 | 178 | 99 | 136 | 195 | 178 | 178 | 192 | 187 | 120 | 187 | 187 | 187 | 119 | 119 | 570 | 570 | 140 | 140 | 842 | 105 | 109 | 109 | 82 | 82 | 75 | 75 | 178 | 178 | 178 | 178 | 82 | 82 | 710 | 69 | 70 | 710 | 710 | 710 | 144 | 63 | 99 | 570 | 570 | 178 | 200 | 109 | 109 | 79 | 79 | 434 | 740 | 228 | 115 | 195 | 124 | 80 | 120 | 105 | 178 | 178 | 178 | 69 | 70 | 69 | 69 | 132 | 132 | 710 | 710 | 66 | 66 | 710 | 109 | 109 | 82 | 82 | 144 | 144 | 710 | 178 | 124 | 99 | 99 | 99 | 761 | 187 | 761 | 761 | 761 | 178 | 178 | 115 | 434 | 434 | 555 | 123 | 178 | 130 | 178 | 103 | 238 | 434 | 178 | 132 | 178 | 144 | 144 | 140 | 140 | 136 | 178 | 178 | 178 | 196 | 178 | 178 | 178 | 130 | 99 | 136 | 178 | 105 | 187 | 187 | 187 | 105 | 130 | 434 | 105 | 105 | 593 | 119 | 178 | 120 | 178 | 178 | 178 | 646 | 161 | 161 | 434 | 434 | 187 | 124 | 99 | 105 | 63 | 178 | 187 | 136 | 187 | 187 | 99 | 99 | 105 | 178 | 178 | 1577 | 1577 | 143 | 104 | 82 | 82 | 82 | 82 | 186 | 124 | 136 | 99 | 178 | 178 | 99 | 99 | 105 | 105 | 99 | 99 | 100 | 100 | 200 | 143 | 82 | 82 | 82 | 412 | 412 | 82 | 82 | 109 | 178 | 99 | 82 | 109 | 140 | 140 | 196 | 178 | 178 | 99 | 178 | 350 | 99 | 99 | 99 | 392 | 97 | 99 | 761 | 178 | 124 | 103 | 178 | 746 | 646 | 178 | 178 | 178 | 178 | 190 | 105 | 136 | 134 | 136 | 136 | 99 | 105 | 99 | 105 | 99 | 99 | 99 | 74 | 74 | 99 | 178 | 178 | 99 | 104 | 178 | 178 | 211 | 196 | 69 | 69 | 144 | 144 | 103 | 99 | 99 | 82 | 82 | 82 | 82 | 82 | 99 | 79 | 79 | 108 | 109 | 109 | 99 | 99 | 99 | 178 | 393 | 350 | 350 | 434 | 1283 | 351 | 140 | 140 | 140 | 186 | 157 | 144 | 186 | 195 | 105 | 119 | 593 | 119 | 332 | 120 | 80 | 536 | 105 | 144 | 144 | 105 | 384 | 99 | 99 | 434 | 98 | 107 | 140 | 107 | 140 | 99 | 99 | 178 | 103 | 103 | 103 | 120 | 120 | 570 | 99 | 393 | 434 | 593 | 178 | 178 | 178 | 178 | 136 | 122 | 82 | 82 | 105 | 434 | 350 | 99 | 99 | 99 | 99 | 99 | 99 | 200 | 200 | 119 | 105 | 105 | 195 | 710 | 82 | 80 | 107 | 140 | 136 | 136 | 104 | 196 | 80 | 562 | 120 | 267 | 351 | 593 | 178 | 99 | 134 | 103 | 103 | 710 | 710 | 710 | 185 | 178 | 99 | 178 | 178 | 119 | 120 | 136 | 434 | 512 | 99 | 80 | 269 | 178 | 140 | 136 | 731 | 731 | 660 | 660 | 136 | 99 | 99 | 350 | 350 | 99 | 178 | 99 | 109 | 143 | 434 | 178 | 99 | 140 | 190 | 195 | 135 | 195 | 710 | 136 | 105 | 124 | 99 | 353 | 178 | 99 | 136 | 99 | 187 | 99 | 761 | 761 | 99 | 99 | 99 | 99 | 136 | 124 | 99 | 99 | 136 | 105 | 136 | 100 | 99 | 178 | 99 | 99 | 99 | 99 | 82 | 80 | 99 | 99 | 95 | 710 | 710 | 350 | 120 | 104 | 710 | 710 | 99 | 99 | 80 | 178 | 269 | 325 | 350 | 119 | 120 | 140 | 140 | 99 | 105 | 100 | 120 | 139 | 135 | 190 | 99 | 99 | 1283 | 537 | 178 | 178 | 178 | 105 | 105 | 136 | 105 | 82 | 82 | 119 | 332 | 109 | 82 | 186 | 105 | 434 | 1577 | 105 | 105 | 267 | 269 | 269 | 593 | 178 | 136 | 467 | 63 | 195 | 178 | 125 | 125 | 99 | 95 | 99 | 178 | 178 | 105 | 99 | 99 | 105 | 105 | 105 | 710 | 710 | 79 | 79 | 105 | 178 | 186 | 178 | 685
05/07/25 21:00 | 99 | 99 | 178 | 145 | 536 | 393 | 393 | 593 | 434 | 99 | 140 | 103 | 109 | 105 | 99 | 187 | 187 | 187 | 104 | 112 | 105 | 82 | 82 | 105 | 105 | 99 | 178 | 434 | 434 | 34 | 120 | 120 | 104 | 178 | 178 | 178 | 178 | 120 | 178 | 99 | 178 | 140 | 140 | 99 | 105 | 99 | 96 | 96 | 178 | 178 | 120 | 120 | 178 | 178 | 178 | 105 | 99 | 99 | 99 | 82 | 82 | 136 | 140 | 130 | 99 | 122 | 196 | 178 | 136 | 178 | 124 | 178 | 178 | 178 | 99 | 136 | 195 | 178 | 178 | 192 | 187 | 120 | 187 | 187 | 187 | 119 | 119 | 570 | 570 | 140 | 140 | 842 | 105 | 109 | 109 | 82 | 82 | 75 | 75 | 178 | 178 | 178 | 178 | 82 | 82 | 710 | 69 | 70 | 710 | 710 | 710 | 144 | 63 | 99 | 570 | 570 | 178 | 200 | 109 | 109 | 79 | 79 | 434 | 740 | 228 | 115 | 195 | 124 | 80 | 120 | 105 | 178 | 178 | 178 | 69 | 70 | 69 | 69 | 132 | 132 | 710 | 710 | 66 | 66 | 710 | 109 | 109 | 82 | 82 | 144 | 144 | 710 | 178 | 124 | 99 | 99 | 99 | 761 | 187 | 761 | 761 | 761 | 178 | 178 | 115 | 434 | 434 | 555 | 123 | 178 | 130 | 178 | 103 | 238 | 434 | 178 | 132 | 178 | 144 | 144 | 140 | 140 | 136 | 178 | 178 | 178 | 196 | 178 | 178 | 178 | 130 | 99 | 136 | 178 | 105 | 187 | 187 | 187 | 105 | 130 | 434 | 105 | 105 | 593 | 119 | 178 | 120 | 178 | 178 | 178 | 646 | 161 | 161 | 434 | 434 | 187 | 124 | 99 | 105 | 63 | 178 | 187 | 136 | 187 | 187 | 99 | 99 | 105 | 178 | 178 | 1577 | 1577 | 143 | 104 | 82 | 82 | 82 | 82 | 186 | 124 | 136 | 99 | 178 | 178 | 99 | 99 | 105 | 105 | 99 | 99 | 100 | 100 | 200 | 143 | 82 | 82 | 82 | 412 | 412 | 82 | 82 | 109 | 178 | 99 | 82 | 109 | 140 | 140 | 196 | 178 | 178 | 99 | 178 | 350 | 99 | 99 | 99 | 392 | 97 | 99 | 761 | 178 | 124 | 103 | 178 | 746 | 646 | 178 | 178 | 178 | 178 | 190 | 105 | 136 | 134 | 136 | 136 | 99 | 105 | 99 | 105 | 99 | 99 | 99 | 74 | 74 | 99 | 178 | 178 | 99 | 104 | 178 | 178 | 211 | 196 | 69 | 69 | 144 | 144 | 103 | 99 | 99 | 82 | 82 | 82 | 82 | 82 | 99 | 79 | 79 | 108 | 109 | 109 | 99 | 99 | 99 | 178 | 393 | 350 | 350 | 434 | 1283 | 351 | 140 | 140 | 140 | 186 | 157 | 144 | 186 | 195 | 105 | 119 | 593 | 119 | 332 | 120 | 80 | 536 | 105 | 144 | 144 | 105 | 384 | 99 | 99 | 434 | 98 | 107 | 140 | 107 | 140 | 99 | 99 | 178 | 103 | 103 | 103 | 120 | 120 | 570 | 99 | 393 | 434 | 593 | 178 | 178 | 178 | 178 | 136 | 122 | 82 | 82 | 105 | 434 | 350 | 99 | 99 | 99 | 99 | 99 | 99 | 200 | 200 | 119 | 105 | 105 | 195 | 710 | 82 | 80 | 107 | 140 | 136 | 136 | 104 | 196 | 80 | 562 | 120 | 267 | 351 | 593 | 178 | 99 | 134 | 103 | 103 | 710 | 710 | 710 | 185 | 178 | 99 | 178 | 178 | 119 | 120 | 136 | 434 | 512 | 99 | 80 | 269 | 178 | 140 | 136 | 731 | 731 | 660 | 660 | 136 | 99 | 99 | 350 | 350 | 99 | 178 | 99 | 109 | 143 | 434 | 178 | 99 | 140 | 190 | 195 | 135 | 195 | 710 | 136 | 105 | 124 | 99 | 353 | 178 | 99 | 136 | 99 | 187 | 99 | 761 | 761 | 99 | 99 | 99 | 99 | 136 | 124 | 99 | 99 | 136 | 105 | 136 | 100 | 99 | 178 | 99 | 99 | 99 | 99 | 82 | 80 | 99 | 99 | 95 | 710 | 710 | 350 | 120 | 104 | 710 | 710 | 99 | 99 | 80 | 178 | 269 | 325 | 350 | 119 | 120 | 140 | 140 | 99 | 105 | 100 | 120 | 139 | 135 | 190 | 99 | 99 | 1283 | 537 | 178 | 178 | 178 | 105 | 105 | 136 | 105 | 82 | 82 | 119 | 332 | 109 | 82 | 186 | 105 | 434 | 1577 | 105 | 105 | 267 | 269 | 269 | 593 | 178 | 136 | 467 | 63 | 195 | 178 | 125 | 125 | 99 | 95 | 99 | 178 | 178 | 105 | 99 | 99 | 105 | 105 | 105 | 710 | 710 | 79 | 79 | 105 | 178 | 186 | 178 | 685
05/07/25 21:30 | 99 | 99 | 178 | 145 | 536 | 393 | 393 | 593 | 434 | 99 | 140 | 103 | 109 | 105 | 99 | 187 | 187 | 187 | 104 | 112 | 105 | 82 | 82 | 105 | 105 | 99 | 178 | 434 | 434 | 34 | 120 | 120 | 104 | 178 | 178 | 178 | 178 | 120 | 178 | 99 | 178 | 140 | 140 | 99 | 105 | 99 | 96 | 96 | 178 | 178 | 120 | 120 | 178 | 178 | 178 | 105 | 99 | 99 | 99 | 82 | 82 | 136 | 140 | 130 | 99 | 122 | 196 | 178 | 136 | 178 | 124 | 178 | 178 | 178 | 99 | 136 | 195 | 178 | 178 | 192 | 187 | 120 | 187 | 187 | 187 | 119 | 119 | 570 | 570 | 140 | 140 | 842 | 105 | 109 | 109 | 82 | 82 | 75 | 75 | 178 | 178 | 178 | 178 | 82 | 82 | 710 | 69 | 70 | 710 | 710 | 710 | 144 | 63 | 99 | 570 | 570 | 178 | 200 | 109 | 109 | 79 | 79 | 434 | 740 | 228 | 115 | 195 | 124 | 80 | 120 | 105 | 178 | 178 | 178 | 69 | 70 | 69 | 69 | 132 | 132 | 710 | 710 | 66 | 66 | 710 | 109 | 109 | 82 | 82 | 144 | 144 | 710 | 178 | 124 | 99 | 99 | 99 | 761 | 187 | 761 | 761 | 761 | 178 | 178 | 115 | 434 | 434 | 555 | 123 | 178 | 130 | 178 | 103 | 238 | 434 | 178 | 132 | 178 | 144 | 144 | 140 | 140 | 136 | 178 | 178 | 178 | 196 | 178 | 178 | 178 | 130 | 99 | 136 | 178 | 105 | 187 | 187 | 187 | 105 | 130 | 434 | 105 | 105 | 593 | 119 | 178 | 120 | 178 | 178 | 178 | 646 | 161 | 161 | 434 | 434 | 187 | 124 | 99 | 105 | 63 | 178 | 187 | 136 | 187 | 187 | 99 | 99 | 105 | 178 | 178 | 1577 | 1577 | 143 | 104 | 82 | 82 | 82 | 82 | 186 | 124 | 136 | 99 | 178 | 178 | 99 | 99 | 105 | 105 | 99 | 99 | 100 | 100 | 200 | 143 | 82 | 82 | 82 | 412 | 412 | 82 | 82 | 109 | 178 | 99 | 82 | 109 | 140 | 140 | 196 | 178 | 178 | 99 | 178 | 350 | 99 | 99 | 99 | 392 | 97 | 99 | 761 | 178 | 124 | 103 | 178 | 746 | 646 | 178 | 178 | 178 | 178 | 190 | 105 | 136 | 134 | 136 | 136 | 99 | 105 | 99 | 105 | 99 | 99 | 99 | 74 | 74 | 99 | 178 | 178 | 99 | 104 | 178 | 178 | 211 | 196 | 69 | 69 | 144 | 144 | 103 | 99 | 99 | 82 | 82 | 82 | 82 | 82 | 99 | 79 | 79 | 108 | 109 | 109 | 99 | 99 | 99 | 178 | 393 | 350 | 350 | 434 | 1283 | 351 | 140 | 140 | 140 | 186 | 157 | 144 | 186 | 195 | 105 | 119 | 593 | 119 | 332 | 120 | 80 | 536 | 105 | 144 | 144 | 105 | 384 | 99 | 99 | 434 | 98 | 107 | 140 | 107 | 140 | 99 | 99 | 178 | 103 | 103 | 103 | 120 | 120 | 570 | 99 | 393 | 434 | 593 | 178 | 178 | 178 | 178 | 136 | 122 | 82 | 82 | 105 | 434 | 350 | 99 | 99 | 99 | 99 | 99 | 99 | 200 | 200 | 119 | 105 | 105 | 195 | 710 | 82 | 80 | 107 | 140 | 136 | 136 | 104 | 196 | 80 | 562 | 120 | 267 | 351 | 593 | 178 | 99 | 134 | 103 | 103 | 710 | 710 | 710 | 185 | 178 | 99 | 178 | 178 | 119 | 120 | 136 | 434 | 512 | 99 | 80 | 269 | 178 | 140 | 136 | 731 | 731 | 660 | 660 | 136 | 99 | 99 | 350 | 350 | 99 | 178 | 99 | 109 | 143 | 434 | 178 | 99 | 140 | 190 | 195 | 135 | 195 | 710 | 136 | 105 | 124 | 99 | 353 | 178 | 99 | 136 | 99 | 187 | 99 | 761 | 761 | 99 | 99 | 99 | 99 | 136 | 124 | 99 | 99 | 136 | 105 | 136 | 100 | 99 | 178 | 99 | 99 | 99 | 99 | 82 | 80 | 99 | 99 | 95 | 710 | 710 | 350 | 120 | 104 | 710 | 710 | 99 | 99 | 80 | 178 | 269 | 325 | 350 | 119 | 120 | 140 | 140 | 99 | 105 | 100 | 120 | 139 | 135 | 190 | 99 | 99 | 1283 | 537 | 178 | 178 | 178 | 105 | 105 | 136 | 105 | 82 | 82 | 119 | 332 | 109 | 82 | 186 | 105 | 434 | 1577 | 105 | 105 | 267 | 269 | 269 | 593 | 178 | 136 | 467 | 63 | 195 | 178 | 125 | 125 | 99 | 95 | 99 | 178 | 178 | 105 | 99 | 99 | 105 | 105 | 105 | 710 | 710 | 79 | 79 | 105 | 178 | 186 | 178 | 685
05/07/25 22:00 | 99 | 99 | 178 | 145 | 536 | 393 | 393 | 593 | 434 | 99 | 140 | 103 | 109 | 105 | 99 | 187 | 187 | 187 | 104 | 112 | 105 | 82 | 82 | 105 | 105 | 99 | 178 | 434 | 434 | 34 | 120 | 120 | 104 | 178 | 178 | 178 | 178 | 120 | 178 | 99 | 178 | 140 | 140 | 99 | 105 | 99 | 96 | 96 | 178 | 178 | 120 | 120 | 178 | 178 | 178 | 105 | 99 | 99 | 99 | 82 | 82 | 136 | 140 | 130 | 99 | 122 | 196 | 178 | 136 | 178 | 124 | 178 | 178 | 178 | 99 | 136 | 195 | 178 | 178 | 192 | 187 | 120 | 187 | 187 | 187 | 119 | 119 | 570 | 570 | 140 | 140 | 842 | 105 | 109 | 109 | 82 | 82 | 75 | 75 | 178 | 178 | 178 | 178 | 82 | 82 | 710 | 69 | 70 | 710 | 710 | 710 | 144 | 63 | 99 | 570 | 570 | 178 | 200 | 109 | 109 | 79 | 79 | 434 | 740 | 228 | 115 | 195 | 124 | 80 | 120 | 105 | 178 | 178 | 178 | 69 | 70 | 69 | 69 | 132 | 132 | 710 | 710 | 66 | 66 | 710 | 109 | 109 | 82 | 82 | 144 | 144 | 710 | 178 | 124 | 99 | 99 | 99 | 761 | 187 | 761 | 761 | 761 | 178 | 178 | 115 | 434 | 434 | 555 | 123 | 178 | 130 | 178 | 103 | 238 | 434 | 178 | 132 | 178 | 144 | 144 | 140 | 140 | 136 | 178 | 178 | 178 | 196 | 178 | 178 | 178 | 130 | 99 | 136 | 178 | 105 | 187 | 187 | 187 | 105 | 130 | 434 | 105 | 105 | 593 | 119 | 178 | 120 | 178 | 178 | 178 | 646 | 161 | 161 | 434 | 434 | 187 | 124 | 99 | 105 | 63 | 178 | 187 | 136 | 187 | 187 | 99 | 99 | 105 | 178 | 178 | 1577 | 1577 | 143 | 104 | 82 | 82 | 82 | 82 | 186 | 124 | 136 | 99 | 178 | 178 | 99 | 99 | 105 | 105 | 99 | 99 | 100 | 100 | 200 | 143 | 82 | 82 | 82 | 412 | 412 | 82 | 82 | 109 | 178 | 99 | 82 | 109 | 140 | 140 | 196 | 178 | 178 | 99 | 178 | 350 | 99 | 99 | 99 | 392 | 97 | 99 | 761 | 178 | 124 | 103 | 178 | 746 | 646 | 178 | 178 | 178 | 178 | 190 | 105 | 136 | 134 | 136 | 136 | 99 | 105 | 99 | 105 | 99 | 99 | 99 | 74 | 74 | 99 | 178 | 178 | 99 | 104 | 178 | 178 | 211 | 196 | 69 | 69 | 144 | 144 | 103 | 99 | 99 | 82 | 82 | 82 | 82 | 82 | 99 | 79 | 79 | 108 | 109 | 109 | 99 | 99 | 99 | 178 | 393 | 350 | 350 | 434 | 1283 | 351 | 140 | 140 | 140 | 186 | 157 | 144 | 186 | 195 | 105 | 119 | 593 | 119 | 332 | 120 | 80 | 536 | 105 | 144 | 144 | 105 | 384 | 99 | 99 | 434 | 98 | 107 | 140 | 107 | 140 | 99 | 99 | 178 | 103 | 103 | 103 | 120 | 120 | 570 | 99 | 393 | 434 | 593 | 178 | 178 | 178 | 178 | 136 | 122 | 82 | 82 | 105 | 434 | 350 | 99 | 99 | 99 | 99 | 99 | 99 | 200 | 200 | 119 | 105 | 105 | 195 | 710 | 82 | 80 | 107 | 140 | 136 | 136 | 104 | 196 | 80 | 562 | 120 | 267 | 351 | 593 | 178 | 99 | 134 | 103 | 103 | 710 | 710 | 710 | 185 | 178 | 99 | 178 | 178 | 119 | 120 | 136 | 434 | 512 | 99 | 80 | 269 | 178 | 140 | 136 | 731 | 731 | 660 | 660 | 136 | 99 | 99 | 350 | 350 | 99 | 178 | 99 | 109 | 143 | 434 | 178 | 99 | 140 | 190 | 195 | 135 | 195 | 710 | 136 | 105 | 124 | 99 | 353 | 178 | 99 | 136 | 99 | 187 | 99 | 761 | 761 | 99 | 99 | 99 | 99 | 136 | 124 | 99 | 99 | 136 | 105 | 136 | 100 | 99 | 178 | 99 | 99 | 99 | 99 | 82 | 80 | 99 | 99 | 95 | 710 | 710 | 350 | 120 | 104 | 710 | 710 | 99 | 99 | 80 | 178 | 269 | 325 | 350 | 119 | 120 | 140 | 140 | 99 | 105 | 100 | 120 | 139 | 135 | 190 | 99 | 99 | 1283 | 537 | 178 | 178 | 178 | 105 | 105 | 136 | 105 | 82 | 82 | 119 | 332 | 109 | 82 | 186 | 105 | 434 | 1577 | 105 | 105 | 267 | 269 | 269 | 593 | 178 | 136 | 467 | 63 | 195 | 178 | 125 | 125 | 99 | 95 | 99 | 178 | 178 | 105 | 99 | 99 | 105 | 105 | 105 | 710 | 710 | 79 | 79 | 105 | 178 | 186 | 178 | 685
05/07/25 22:30 | 99 | 99 | 178 | 145 | 536 | 393 | 393 | 593 | 434 | 99 | 140 | 103 | 109 | 105 | 99 | 187 | 187 | 187 | 104 | 112 | 105 | 82 | 82 | 105 | 105 | 99 | 178 | 434 | 434 | 34 | 120 | 120 | 104 | 178 | 178 | 178 | 178 | 120 | 178 | 99 | 178 | 140 | 140 | 99 | 105 | 99 | 96 | 96 | 178 | 178 | 120 | 120 | 178 | 178 | 178 | 105 | 99 | 99 | 99 | 82 | 82 | 136 | 140 | 130 | 99 | 122 | 196 | 178 | 136 | 178 | 124 | 178 | 178 | 178 | 99 | 136 | 195 | 178 | 178 | 192 | 187 | 120 | 187 | 187 | 187 | 119 | 119 | 570 | 570 | 140 | 140 | 842 | 105 | 109 | 109 | 82 | 82 | 75 | 75 | 178 | 178 | 178 | 178 | 82 | 82 | 710 | 69 | 70 | 710 | 710 | 710 | 144 | 63 | 99 | 570 | 570 | 178 | 200 | 109 | 109 | 79 | 79 | 434 | 740 | 228 | 115 | 195 | 124 | 80 | 120 | 105 | 178 | 178 | 178 | 69 | 70 | 69 | 69 | 132 | 132 | 710 | 710 | 66 | 66 | 710 | 109 | 109 | 82 | 82 | 144 | 144 | 710 | 178 | 124 | 99 | 99 | 99 | 761 | 187 | 761 | 761 | 761 | 178 | 178 | 115 | 434 | 434 | 555 | 123 | 178 | 130 | 178 | 103 | 238 | 434 | 178 | 132 | 178 | 144 | 144 | 140 | 140 | 136 | 178 | 178 | 178 | 196 | 178 | 178 | 178 | 130 | 99 | 136 | 178 | 105 | 187 | 187 | 187 | 105 | 130 | 434 | 105 | 105 | 593 | 119 | 178 | 120 | 178 | 178 | 178 | 646 | 161 | 161 | 434 | 434 | 187 | 124 | 99 | 105 | 63 | 178 | 187 | 136 | 187 | 187 | 99 | 99 | 105 | 178 | 178 | 1577 | 1577 | 143 | 104 | 82 | 82 | 82 | 82 | 186 | 124 | 136 | 99 | 178 | 178 | 99 | 99 | 105 | 105 | 99 | 99 | 100 | 100 | 200 | 143 | 82 | 82 | 82 | 412 | 412 | 82 | 82 | 109 | 178 | 99 | 82 | 109 | 140 | 140 | 196 | 178 | 178 | 99 | 178 | 350 | 99 | 99 | 99 | 392 | 97 | 99 | 761 | 178 | 124 | 103 | 178 | 746 | 646 | 178 | 178 | 178 | 178 | 190 | 105 | 136 | 134 | 136 | 136 | 99 | 105 | 99 | 105 | 99 | 99 | 99 | 74 | 74 | 99 | 178 | 178 | 99 | 104 | 178 | 178 | 211 | 196 | 69 | 69 | 144 | 144 | 103 | 99 | 99 | 82 | 82 | 82 | 82 | 82 | 99 | 79 | 79 | 108 | 109 | 109 | 99 | 99 | 99 | 178 | 393 | 350 | 350 | 434 | 1283 | 351 | 140 | 140 | 140 | 186 | 157 | 144 | 186 | 195 | 105 | 119 | 593 | 119 | 332 | 120 | 80 | 536 | 105 | 144 | 144 | 105 | 384 | 99 | 99 | 434 | 98 | 107 | 140 | 107 | 140 | 99 | 99 | 178 | 103 | 103 | 103 | 120 | 120 | 570 | 99 | 393 | 434 | 593 | 178 | 178 | 178 | 178 | 136 | 122 | 82 | 82 | 105 | 434 | 350 | 99 | 99 | 99 | 99 | 99 | 99 | 200 | 200 | 119 | 105 | 105 | 195 | 710 | 82 | 80 | 107 | 140 | 136 | 136 | 104 | 196 | 80 | 562 | 120 | 267 | 351 | 593 | 178 | 99 | 134 | 103 | 103 | 710 | 710 | 710 | 185 | 178 | 99 | 178 | 178 | 119 | 120 | 136 | 434 | 512 | 99 | 80 | 269 | 178 | 140 | 136 | 731 | 731 | 660 | 660 | 136 | 99 | 99 | 350 | 350 | 99 | 178 | 99 | 109 | 143 | 434 | 178 | 99 | 140 | 190 | 195 | 135 | 195 | 710 | 136 | 105 | 124 | 99 | 353 | 178 | 99 | 136 | 99 | 187 | 99 | 761 | 761 | 99 | 99 | 99 | 99 | 136 | 124 | 99 | 99 | 136 | 105 | 136 | 100 | 99 | 178 | 99 | 99 | 99 | 99 | 82 | 80 | 99 | 99 | 95 | 710 | 710 | 350 | 120 | 104 | 710 | 710 | 99 | 99 | 80 | 178 | 269 | 325 | 350 | 119 | 120 | 140 | 140 | 99 | 105 | 100 | 120 | 139 | 135 | 190 | 99 | 99 | 1283 | 537 | 178 | 178 | 178 | 105 | 105 | 136 | 105 | 82 | 82 | 119 | 332 | 109 | 82 | 186 | 105 | 434 | 1577 | 105 | 105 | 267 | 269 | 269 | 593 | 178 | 136 | 467 | 63 | 195 | 178 | 125 | 125 | 99 | 95 | 99 | 178 | 178 | 105 | 99 | 99 | 105 | 105 | 105 | 710 | 710 | 79 | 79 | 105 | 178 | 186 | 178 | 685
05/07/25 23:00 | 99 | 99 | 178 | 145 | 536 | 393 | 393 | 593 | 434 | 99 | 140 | 103 | 109 | 105 | 99 | 187 | 187 | 187 | 104 | 112 | 105 | 82 | 82 | 105 | 105 | 99 | 178 | 434 | 434 | 34 | 120 | 120 | 104 | 178 | 178 | 178 | 178 | 120 | 178 | 99 | 178 | 140 | 140 | 99 | 105 | 99 | 96 | 96 | 178 | 178 | 120 | 120 | 178 | 178 | 178 | 105 | 99 | 99 | 99 | 82 | 82 | 136 | 140 | 130 | 99 | 122 | 196 | 178 | 136 | 178 | 124 | 178 | 178 | 178 | 99 | 136 | 195 | 178 | 178 | 192 | 187 | 120 | 187 | 187 | 187 | 119 | 119 | 570 | 570 | 140 | 140 | 842 | 105 | 109 | 109 | 82 | 82 | 75 | 75 | 178 | 178 | 178 | 178 | 82 | 82 | 710 | 69 | 70 | 710 | 710 | 710 | 144 | 63 | 99 | 570 | 570 | 178 | 200 | 109 | 109 | 79 | 79 | 434 | 740 | 228 | 115 | 195 | 124 | 80 | 120 | 105 | 178 | 178 | 178 | 69 | 70 | 69 | 69 | 132 | 132 | 710 | 710 | 66 | 66 | 710 | 109 | 109 | 82 | 82 | 144 | 144 | 710 | 178 | 124 | 99 | 99 | 99 | 761 | 187 | 761 | 761 | 761 | 178 | 178 | 115 | 434 | 434 | 555 | 123 | 178 | 130 | 178 | 103 | 238 | 434 | 178 | 132 | 178 | 144 | 144 | 140 | 140 | 136 | 178 | 178 | 178 | 196 | 178 | 178 | 178 | 130 | 99 | 136 | 178 | 105 | 187 | 187 | 187 | 105 | 130 | 434 | 105 | 105 | 593 | 119 | 178 | 120 | 178 | 178 | 178 | 646 | 161 | 161 | 434 | 434 | 187 | 124 | 99 | 105 | 63 | 178 | 187 | 136 | 187 | 187 | 99 | 99 | 105 | 178 | 178 | 1577 | 1577 | 143 | 104 | 82 | 82 | 82 | 82 | 186 | 124 | 136 | 99 | 178 | 178 | 99 | 99 | 105 | 105 | 99 | 99 | 100 | 100 | 200 | 143 | 82 | 82 | 82 | 412 | 412 | 82 | 82 | 109 | 178 | 99 | 82 | 109 | 140 | 140 | 196 | 178 | 178 | 99 | 178 | 350 | 99 | 99 | 99 | 392 | 97 | 99 | 761 | 178 | 124 | 103 | 178 | 746 | 646 | 178 | 178 | 178 | 178 | 190 | 105 | 136 | 134 | 136 | 136 | 99 | 105 | 99 | 105 | 99 | 99 | 99 | 74 | 74 | 99 | 178 | 178 | 99 | 104 | 178 | 178 | 211 | 196 | 69 | 69 | 144 | 144 | 103 | 99 | 99 | 82 | 82 | 82 | 82 | 82 | 99 | 79 | 79 | 108 | 109 | 109 | 99 | 99 | 99 | 178 | 393 | 350 | 350 | 434 | 1283 | 351 | 140 | 140 | 140 | 186 | 157 | 144 | 186 | 195 | 105 | 119 | 593 | 119 | 332 | 120 | 80 | 536 | 105 | 144 | 144 | 105 | 384 | 99 | 99 | 434 | 98 | 107 | 140 | 107 | 140 | 99 | 99 | 178 | 103 | 103 | 103 | 120 | 120 | 570 | 99 | 393 | 434 | 593 | 178 | 178 | 178 | 178 | 136 | 122 | 82 | 82 | 105 | 434 | 350 | 99 | 99 | 99 | 99 | 99 | 99 | 200 | 200 | 119 | 105 | 105 | 195 | 710 | 82 | 80 | 107 | 140 | 136 | 136 | 104 | 196 | 80 | 562 | 120 | 267 | 351 | 593 | 178 | 99 | 134 | 103 | 103 | 710 | 710 | 710 | 185 | 178 | 99 | 178 | 178 | 119 | 120 | 136 | 434 | 512 | 99 | 80 | 269 | 178 | 140 | 136 | 731 | 731 | 660 | 660 | 136 | 99 | 99 | 350 | 350 | 99 | 178 | 99 | 109 | 143 | 434 | 178 | 99 | 140 | 190 | 195 | 135 | 195 | 710 | 136 | 105 | 124 | 99 | 353 | 178 | 99 | 136 | 99 | 187 | 99 | 761 | 761 | 99 | 99 | 99 | 99 | 136 | 124 | 99 | 99 | 136 | 105 | 136 | 100 | 99 | 178 | 99 | 99 | 99 | 99 | 82 | 80 | 99 | 99 | 95 | 710 | 710 | 350 | 120 | 104 | 710 | 710 | 99 | 99 | 80 | 178 | 269 | 325 | 350 | 119 | 120 | 140 | 140 | 99 | 105 | 100 | 120 | 139 | 135 | 190 | 99 | 99 | 1283 | 537 | 178 | 178 | 178 | 105 | 105 | 136 | 105 | 82 | 82 | 119 | 332 | 109 | 82 | 186 | 105 | 434 | 1577 | 105 | 105 | 267 | 269 | 269 | 593 | 178 | 136 | 467 | 63 | 195 | 178 | 125 | 125 | 99 | 95 | 99 | 178 | 178 | 105 | 99 | 99 | 105 | 105 | 105 | 710 | 710 | 79 | 79 | 105 | 178 | 186 | 178 | 685
05/07/25 23:30 | 99 | 99 | 178 | 145 | 536 | 393 | 393 | 593 | 434 | 99 | 140 | 103 | 109 | 105 | 99 | 187 | 187 | 187 | 104 | 112 | 105 | 82 | 82 | 105 | 105 | 99 | 178 | 434 | 434 | 34 | 120 | 120 | 104 | 178 | 178 | 178 | 178 | 120 | 178 | 99 | 178 | 140 | 140 | 99 | 105 | 99 | 96 | 96 | 178 | 178 | 120 | 120 | 178 | 178 | 178 | 105 | 99 | 99 | 99 | 82 | 82 | 136 | 140 | 130 | 99 | 122 | 196 | 178 | 136 | 178 | 124 | 178 | 178 | 178 | 99 | 136 | 195 | 178 | 178 | 192 | 187 | 120 | 187 | 187 | 187 | 119 | 119 | 570 | 570 | 140 | 140 | 842 | 105 | 109 | 109 | 82 | 82 | 75 | 75 | 178 | 178 | 178 | 178 | 82 | 82 | 710 | 69 | 70 | 710 | 710 | 710 | 144 | 63 | 99 | 570 | 570 | 178 | 200 | 109 | 109 | 79 | 79 | 434 | 740 | 228 | 115 | 195 | 124 | 80 | 120 | 105 | 178 | 178 | 178 | 69 | 70 | 69 | 69 | 132 | 132 | 710 | 710 | 66 | 66 | 710 | 109 | 109 | 82 | 82 | 144 | 144 | 710 | 178 | 124 | 99 | 99 | 99 | 761 | 187 | 761 | 761 | 761 | 178 | 178 | 115 | 434 | 434 | 555 | 123 | 178 | 130 | 178 | 103 | 238 | 434 | 178 | 132 | 178 | 144 | 144 | 140 | 140 | 136 | 178 | 178 | 178 | 196 | 178 | 178 | 178 | 130 | 99 | 136 | 178 | 105 | 187 | 187 | 187 | 105 | 130 | 434 | 105 | 105 | 593 | 119 | 178 | 120 | 178 | 178 | 178 | 646 | 161 | 161 | 434 | 434 | 187 | 124 | 99 | 105 | 63 | 178 | 187 | 136 | 187 | 187 | 99 | 99 | 105 | 178 | 178 | 1577 | 1577 | 143 | 104 | 82 | 82 | 82 | 82 | 186 | 124 | 136 | 99 | 178 | 178 | 99 | 99 | 105 | 105 | 99 | 99 | 100 | 100 | 200 | 143 | 82 | 82 | 82 | 412 | 412 | 82 | 82 | 109 | 178 | 99 | 82 | 109 | 140 | 140 | 196 | 178 | 178 | 99 | 178 | 350 | 99 | 99 | 99 | 392 | 97 | 99 | 761 | 178 | 124 | 103 | 178 | 746 | 646 | 178 | 178 | 178 | 178 | 190 | 105 | 136 | 134 | 136 | 136 | 99 | 105 | 99 | 105 | 99 | 99 | 99 | 74 | 74 | 99 | 178 | 178 | 99 | 104 | 178 | 178 | 211 | 196 | 69 | 69 | 144 | 144 | 103 | 99 | 99 | 82 | 82 | 82 | 82 | 82 | 99 | 79 | 79 | 108 | 109 | 109 | 99 | 99 | 99 | 178 | 393 | 350 | 350 | 434 | 1283 | 351 | 140 | 140 | 140 | 186 | 157 | 144 | 186 | 195 | 105 | 119 | 593 | 119 | 332 | 120 | 80 | 536 | 105 | 144 | 144 | 105 | 384 | 99 | 99 | 434 | 98 | 107 | 140 | 107 | 140 | 99 | 99 | 178 | 103 | 103 | 103 | 120 | 120 | 570 | 99 | 393 | 434 | 593 | 178 | 178 | 178 | 178 | 136 | 122 | 82 | 82 | 105 | 434 | 350 | 99 | 99 | 99 | 99 | 99 | 99 | 200 | 200 | 119 | 105 | 105 | 195 | 710 | 82 | 80 | 107 | 140 | 136 | 136 | 104 | 196 | 80 | 562 | 120 | 267 | 351 | 593 | 178 | 99 | 134 | 103 | 103 | 710 | 710 | 710 | 185 | 178 | 99 | 178 | 178 | 119 | 120 | 136 | 434 | 512 | 99 | 80 | 269 | 178 | 140 | 136 | 731 | 731 | 660 | 660 | 136 | 99 | 99 | 350 | 350 | 99 | 178 | 99 | 109 | 143 | 434 | 178 | 99 | 140 | 190 | 195 | 135 | 195 | 710 | 136 | 105 | 124 | 99 | 353 | 178 | 99 | 136 | 99 | 187 | 99 | 761 | 761 | 99 | 99 | 99 | 99 | 136 | 124 | 99 | 99 | 136 | 105 | 136 | 100 | 99 | 178 | 99 | 99 | 99 | 99 | 82 | 80 | 99 | 99 | 95 | 710 | 710 | 350 | 120 | 104 | 710 | 710 | 99 | 99 | 80 | 178 | 269 | 325 | 350 | 119 | 120 | 140 | 140 | 99 | 105 | 100 | 120 | 139 | 135 | 190 | 99 | 99 | 1283 | 537 | 178 | 178 | 178 | 105 | 105 | 136 | 105 | 82 | 82 | 119 | 332 | 109 | 82 | 186 | 105 | 434 | 1577 | 105 | 105 | 267 | 269 | 269 | 593 | 178 | 136 | 467 | 63 | 195 | 178 | 125 | 125 | 99 | 95 | 99 | 178 | 178 | 105 | 99 | 99 | 105 | 105 | 105 | 710 | 710 | 79 | 79 | 105 | 178 | 186 | 178 | 685
Note on EO1: [Threaded comment] Your version of Excel allows you to read this threaded comment; however, any edits to it will get removed if the file is opened in a newer version of Excel. Learn more: https://go.microsoft.com/fwlink/?linkid=870924 Comment: Changed from CBA to CBL - Cloghboola is connected to Trien (TRI), no CBA on diagram.
Note on MU1: [Threaded comment] Your version of Excel allows you to read this threaded comment; however, any edits to it will get removed if the file is opened in a newer version of Excel. Learn more: https://go.microsoft.com/fwlink/?linkid=870924 Comment: Great Island -> Loughtown (Greenlink) Link.
Note on B2: [Threaded comment] Your version of Excel allows you to read this threaded comment; however, any edits to it will get removed if the file is opened in a newer version of Excel. Learn more: https://go.microsoft.com/fwlink/?linkid=870924 Comment: Unvalidated assumption of 80% of rating to account for N-1 limits.
Note on RD2: [Threaded comment] Your version of Excel allows you to read this threaded comment; however, any edits to it will get removed if the file is opened in a newer version of Excel. Learn more: https://go.microsoft.com/fwlink/?linkid=870924 Comment: Limited to 450 MW total flow North to South or South to North in line with S_MWR_ROI.
Note on RE2: [Threaded comment] Your version of Excel allows you to read this threaded comment; however, any edits to it will get removed if the file is opened in a newer version of Excel. Learn more: https://go.microsoft.com/fwlink/?linkid=870924 Comment: Limited to 450 MW total flow North to South or South to North in line with S_MWR_ROI.
Note on RG2: [Threaded comment] Your version of Excel allows you to read this threaded comment; however, any edits to it will get removed if the file is opened in a newer version of Excel. Learn more: https://go.microsoft.com/fwlink/?linkid=870924 Comment: Assumed to be as the 1km AUG - SK line.
Note on B3: [Threaded comment] Your version of Excel allows you to read this threaded comment; however, any edits to it will get removed if the file is opened in a newer version of Excel. Learn more: https://go.microsoft.com/fwlink/?linkid=870924 Comment: Unvalidated assumption of 80% of rating to account for N-1 limits.
Note on RD3: [Threaded comment] Your version of Excel allows you to read this threaded comment; however, any edits to it will get removed if the file is opened in a newer version of Excel. Learn more: https://go.microsoft.com/fwlink/?linkid=870924 Comment: Limited to 450 MW total flow North to South or South to North in line with S_MWR_ROI.
Note on RE3: [Threaded comment] Your version of Excel allows you to read this threaded comment; however, any edits to it will get removed if the file is opened in a newer version of Excel. Learn more: https://go.microsoft.com/fwlink/?linkid=870924 Comment: Limited to 450 MW total flow North to South or South to North in line with S_MWR_ROI.
Note on RG3: [Threaded comment] Your version of Excel allows you to read this threaded comment; however, any edits to it will get removed if the file is opened in a newer version of Excel. Learn more: https://go.microsoft.com/fwlink/?linkid=870924 Comment: Assumed to be as the 1km AUG - SK line.
Note on B4: [Threaded comment] Your version of Excel allows you to read this threaded comment; however, any edits to it will get removed if the file is opened in a newer version of Excel. Learn more: https://go.microsoft.com/fwlink/?linkid=870924 Comment: Unvalidated assumption of 80% of rating to account for N-1 limits.
Note on RD4: [Threaded comment] Your version of Excel allows you to read this threaded comment; however, any edits to it will get removed if the file is opened in a newer version of Excel. Learn more: https://go.microsoft.com/fwlink/?linkid=870924 Comment: Limited to 450 MW total flow North to South or South to North in line with S_MWR_ROI.
Note on RE4: [Threaded comment] Your version of Excel allows you to read this threaded comment; however, any edits to it will get removed if the file is opened in a newer version of Excel. Learn more: https://go.microsoft.com/fwlink/?linkid=870924 Comment: Limited to 450 MW total flow North to South or South to North in line with S_MWR_ROI.
Note on RG4: [Threaded comment] Your version of Excel allows you to read this threaded comment; however, any edits to it will get removed if the file is opened in a newer version of Excel. Learn more: https://go.microsoft.com/fwlink/?linkid=870924 Comment: Assumed to be as the 1km AUG - SK line.
Note on B5: [Threaded comment] Your version of Excel allows you to read this threaded comment; however, any edits to it will get removed if the file is opened in a newer version of Excel. Learn more: https://go.microsoft.com/fwlink/?linkid=870924 Comment: Unvalidated assumption of 80% of rating to account for N-1 limits.
Note on RD5: [Threaded comment] Your version of Excel allows you to read this threaded comment; however, any edits to it will get removed if the file is opened in a newer version of Excel. Learn more: https://go.microsoft.com/fwlink/?linkid=870924 Comment: Limited to 450 MW total flow North to South or South to North in line with S_MWR_ROI.
Note on RE5: [Threaded comment] Your version of Excel allows you to read this threaded comment; however, any edits to it will get removed if the file is opened in a newer version of Excel. Learn more: https://go.microsoft.com/fwlink/?linkid=870924 Comment: Limited to 450 MW total flow North to South or South to North in line with S_MWR_ROI.
Note on RG5: [Threaded comment] Your version of Excel allows you to read this threaded comment; however, any edits to it will get removed if the file is opened in a newer version of Excel. Learn more: https://go.microsoft.com/fwlink/?linkid=870924 Comment: Assumed to be as the 1km AUG - SK line.
Note on B6: [Threaded comment] Your version of Excel allows you to read this threaded comment; however, any edits to it will get removed if the file is opened in a newer version of Excel. Learn more: https://go.microsoft.com/fwlink/?linkid=870924 Comment: Unvalidated assumption of 80% of rating to account for N-1 limits.
Note on RD6: [Threaded comment] Your version of Excel allows you to read this threaded comment; however, any edits to it will get removed if the file is opened in a newer version of Excel. Learn more: https://go.microsoft.com/fwlink/?linkid=870924 Comment: Limited to 450 MW total flow North to South or South to North in line with S_MWR_ROI.
Note on RE6: [Threaded comment] Your version of Excel allows you to read this threaded comment; however, any edits to it will get removed if the file is opened in a newer version of Excel. Learn more: https://go.microsoft.com/fwlink/?linkid=870924 Comment: Limited to 450 MW total flow North to South or South to North in line with S_MWR_ROI.
Note on RG6: [Threaded comment] Your version of Excel allows you to read this threaded comment; however, any edits to it will get removed if the file is opened in a newer version of Excel. Learn more: https://go.microsoft.com/fwlink/?linkid=870924 Comment: Assumed to be as the 1km AUG - SK line.
Note on B7: [Threaded comment] Your version of Excel allows you to read this threaded comment; however, any edits to it will get removed if the file is opened in a newer version of Excel. Learn more: https://go.microsoft.com/fwlink/?linkid=870924 Comment: Unvalidated assumption of 80% of rating to account for N-1 limits.
Note on RD7: [Threaded comment] Your version of Excel allows you to read this threaded comment; however, any edits to it will get removed if the file is opened in a newer version of Excel. Learn more: https://go.microsoft.com/fwlink/?linkid=870924 Comment: Limited to 450 MW total flow North to South or South to North in line with S_MWR_ROI.
Note on RE7: [Threaded comment] Your version of Excel allows you to read this threaded comment; however, any edits to it will get removed if the file is opened in a newer version of Excel. Learn more: https://go.microsoft.com/fwlink/?linkid=870924 Comment: Limited to 450 MW total flow North to South or South to North in line with S_MWR_ROI.
Note on RG7: [Threaded comment] Your version of Excel allows you to read this threaded comment; however, any edits to it will get removed if the file is opened in a newer version of Excel. Learn more: https://go.microsoft.com/fwlink/?linkid=870924 Comment: Assumed to be as the 1km AUG - SK line.
Note on B8: [Threaded comment] Your version of Excel allows you to read this threaded comment; however, any edits to it will get removed if the file is opened in a newer version of Excel. Learn more: https://go.microsoft.com/fwlink/?linkid=870924 Comment: Unvalidated assumption of 80% of rating to account for N-1 limits.
Note on RD8: [Threaded comment] Your version of Excel allows you to read this threaded comment; however, any edits to it will get removed if the file is opened in a newer version of Excel. Learn more: https://go.microsoft.com/fwlink/?linkid=870924 Comment: Limited to 450 MW total flow North to South or South to North in line with S_MWR_ROI.
Note on RE8: [Threaded comment] Your version of Excel allows you to read this threaded comment; however, any edits to it will get removed if the file is opened in a newer version of Excel. Learn more: https://go.microsoft.com/fwlink/?linkid=870924 Comment: Limited to 450 MW total flow North to South or South to North in line with S_MWR_ROI.
Note on RG8: [Threaded comment] Your version of Excel allows you to read this threaded comment; however, any edits to it will get removed if the file is opened in a newer version of Excel. Learn more: https://go.microsoft.com/fwlink/?linkid=870924 Comment: Assumed to be as the 1km AUG - SK line.
Note on B9: [Threaded comment] Your version of Excel allows you to read this threaded comment; however, any edits to it will get removed if the file is opened in a newer version of Excel. Learn more: https://go.microsoft.com/fwlink/?linkid=870924 Comment: Unvalidated assumption of 80% of rating to account for N-1 limits.
Note on RD9: [Threaded comment] Your version of Excel allows you to read this threaded comment; however, any edits to it will get removed if the file is opened in a newer version of Excel. Learn more: https://go.microsoft.com/fwlink/?linkid=870924 Comment: Limited to 450 MW total flow North to South or South to North in line with S_MWR_ROI.
Note on RE9: [Threaded comment] Your version of Excel allows you to read this threaded comment; however, any edits to it will get removed if the file is opened in a newer version of Excel. Learn more: https://go.microsoft.com/fwlink/?linkid=870924 Comment: Limited to 450 MW total flow North to South or South to North in line with S_MWR_ROI.
Note on RG9: [Threaded comment] Your version of Excel allows you to read this threaded comment; however, any edits to it will get removed if the file is opened in a newer version of Excel. Learn more: https://go.microsoft.com/fwlink/?linkid=870924 Comment: Assumed to be as the 1km AUG - SK line.
Note on B10: [Threaded comment] Your version of Excel allows you to read this threaded comment; however, any edits to it will get removed if the file is opened in a newer version of Excel. Learn more: https://go.microsoft.com/fwlink/?linkid=870924 Comment: Unvalidated assumption of 80% of rating to account for N-1 limits.
Note on RD10: [Threaded comment] Your version of Excel allows you to read this threaded comment; however, any edits to it will get removed if the file is opened in a newer version of Excel. Learn more: https://go.microsoft.com/fwlink/?linkid=870924 Comment: Limited to 450 MW total flow North to South or South to North in line with S_MWR_ROI.
Note on RE10: [Threaded comment] Your version of Excel allows you to read this threaded comment; however, any edits to it will get removed if the file is opened in a newer version of Excel. Learn more: https://go.microsoft.com/fwlink/?linkid=870924 Comment: Limited to 450 MW total flow North to South or South to North in line with S_MWR_ROI.
Note on RG10: [Threaded comment] Your version of Excel allows you to read this threaded comment; however, any edits to it will get removed if the file is opened in a newer version of Excel. Learn more: https://go.microsoft.com/fwlink/?linkid=870924 Comment: Assumed to be as the 1km AUG - SK line.
Note on B11: [Threaded comment] Your version of Excel allows you to read this threaded comment; however, any edits to it will get removed if the file is opened in a newer version of Excel. Learn more: https://go.microsoft.com/fwlink/?linkid=870924 Comment: Unvalidated assumption of 80% of rating to account for N-1 limits.
Note on RD11: [Threaded comment] Your version of Excel allows you to read this threaded comment; however, any edits to it will get removed if the file is opened in a newer version of Excel. Learn more: https://go.microsoft.com/fwlink/?linkid=870924 Comment: Limited to 450 MW total flow North to South or South to North in line with S_MWR_ROI.
Note on RE11: [Threaded comment] Your version of Excel allows you to read this threaded comment; however, any edits to it will get removed if the file is opened in a newer version of Excel. Learn more: https://go.microsoft.com/fwlink/?linkid=870924 Comment: Limited to 450 MW total flow North to South or South to North in line with S_MWR_ROI.
Note on RG11: [Threaded comment] Your version of Excel allows you to read this threaded comment; however, any edits to it will get removed if the file is opened in a newer version of Excel. Learn more: https://go.microsoft.com/fwlink/?linkid=870924 Comment: Assumed to be as the 1km AUG - SK line.
Note on B12: [Threaded comment] Your version of Excel allows you to read this threaded comment; however, any edits to it will get removed if the file is opened in a newer version of Excel. Learn more: https://go.microsoft.com/fwlink/?linkid=870924 Comment: Unvalidated assumption of 80% of rating to account for N-1 limits.
Note on RD12: [Threaded comment] Your version of Excel allows you to read this threaded comment; however, any edits to it will get removed if the file is opened in a newer version of Excel. Learn more: https://go.microsoft.com/fwlink/?linkid=870924 Comment: Limited to 450 MW total flow North to South or South to North in line with S_MWR_ROI.
Note on RE12: [Threaded comment] Your version of Excel allows you to read this threaded comment; however, any edits to it will get removed if the file is opened in a newer version of Excel. Learn more: https://go.microsoft.com/fwlink/?linkid=870924 Comment: Limited to 450 MW total flow North to South or South to North in line with S_MWR_ROI.
Note on RG12: [Threaded comment] Your version of Excel allows you to read this threaded comment; however, any edits to it will get removed if the file is opened in a newer version of Excel. Learn more: https://go.microsoft.com/fwlink/?linkid=870924 Comment: Assumed to be as the 1km AUG - SK line.
Note on B13: [Threaded comment] Your version of Excel allows you to read this threaded comment; however, any edits to it will get removed if the file is opened in a newer version of Excel. Learn more: https://go.microsoft.com/fwlink/?linkid=870924 Comment: Unvalidated assumption of 80% of rating to account for N-1 limits.
Note on RD13: [Threaded comment] Your version of Excel allows you to read this threaded comment; however, any edits to it will get removed if the file is opened in a newer version of Excel. Learn more: https://go.microsoft.com/fwlink/?linkid=870924 Comment: Limited to 450 MW total flow North to South or South to North in line with S_MWR_ROI.
Note on RE13: [Threaded comment] Your version of Excel allows you to read this threaded comment; however, any edits to it will get removed if the file is opened in a newer version of Excel. Learn more: https://go.microsoft.com/fwlink/?linkid=870924 Comment: Limited to 450 MW total flow North to South or South to North in line with S_MWR_ROI.
Note on RG13: [Threaded comment] Your version of Excel allows you to read this threaded comment; however, any edits to it will get removed if the file is opened in a newer version of Excel. Learn more: https://go.microsoft.com/fwlink/?linkid=870924 Comment: Assumed to be as the 1km AUG - SK line.
Note on B14: [Threaded comment] Your version of Excel allows you to read this threaded comment; however, any edits to it will get removed if the file is opened in a newer version of Excel. Learn more: https://go.microsoft.com/fwlink/?linkid=870924 Comment: Unvalidated assumption of 80% of rating to account for N-1 limits.
Note on RD14: [Threaded comment] Your version of Excel allows you to read this threaded comment; however, any edits to it will get removed if the file is opened in a newer version of Excel. Learn more: https://go.microsoft.com/fwlink/?linkid=870924 Comment: Limited to 450 MW total flow North to South or South to North in line with S_MWR_ROI.
Note on RE14: [Threaded comment] Your version of Excel allows you to read this threaded comment; however, any edits to it will get removed if the file is opened in a newer version of Excel. Learn more: https://go.microsoft.com/fwlink/?linkid=870924 Comment: Limited to 450 MW total flow North to South or South to North in line with S_MWR_ROI.
Note on RG14: [Threaded comment] Your version of Excel allows you to read this threaded comment; however, any edits to it will get removed if the file is opened in a newer version of Excel. Learn more: https://go.microsoft.com/fwlink/?linkid=870924 Comment: Assumed to be as the 1km AUG - SK line.
Note on B15: [Threaded comment] Your version of Excel allows you to read this threaded comment; however, any edits to it will get removed if the file is opened in a newer version of Excel. Learn more: https://go.microsoft.com/fwlink/?linkid=870924 Comment: Unvalidated assumption of 80% of rating to account for N-1 limits.
Note on RD15: [Threaded comment] Your version of Excel allows you to read this threaded comment; however, any edits to it will get removed if the file is opened in a newer version of Excel. Learn more: https://go.microsoft.com/fwlink/?linkid=870924 Comment: Limited to 450 MW total flow North to South or South to North in line with S_MWR_ROI.
Note on RE15: [Threaded comment] Your version of Excel allows you to read this threaded comment; however, any edits to it will get removed if the file is opened in a newer version of Excel. Learn more: https://go.microsoft.com/fwlink/?linkid=870924 Comment: Limited to 450 MW total flow North to South or South to North in line with S_MWR_ROI.
Note on RG15: [Threaded comment] Your version of Excel allows you to read this threaded comment; however, any edits to it will get removed if the file is opened in a newer version of Excel. Learn more: https://go.microsoft.com/fwlink/?linkid=870924 Comment: Assumed to be as the 1km AUG - SK line.
Note on B16: [Threaded comment] Your version of Excel allows you to read this threaded comment; however, any edits to it will get removed if the file is opened in a newer version of Excel. Learn more: https://go.microsoft.com/fwlink/?linkid=870924 Comment: Unvalidated assumption of 80% of rating to account for N-1 limits.
Note on RD16: [Threaded comment] Your version of Excel allows you to read this threaded comment; however, any edits to it will get removed if the file is opened in a newer version of Excel. Learn more: https://go.microsoft.com/fwlink/?linkid=870924 Comment: Limited to 450 MW total flow North to South or South to North in line with S_MWR_ROI.
Note on RE16: [Threaded comment] Your version of Excel allows you to read this threaded comment; however, any edits to it will get removed if the file is opened in a newer version of Excel. Learn more: https://go.microsoft.com/fwlink/?linkid=870924 Comment: Limited to 450 MW total flow North to South or South to North in line with S_MWR_ROI.
Note on RG16: [Threaded comment] Your version of Excel allows you to read this threaded comment; however, any edits to it will get removed if the file is opened in a newer version of Excel. Learn more: https://go.microsoft.com/fwlink/?linkid=870924 Comment: Assumed to be as the 1km AUG - SK line.
Note on B17: [Threaded comment] Your version of Excel allows you to read this threaded comment; however, any edits to it will get removed if the file is opened in a newer version of Excel. Learn more: https://go.microsoft.com/fwlink/?linkid=870924 Comment: Unvalidated assumption of 80% of rating to account for N-1 limits.
Note on RD17: [Threaded comment] Your version of Excel allows you to read this threaded comment; however, any edits to it will get removed if the file is opened in a newer version of Excel. Learn more: https://go.microsoft.com/fwlink/?linkid=870924 Comment: Limited to 450 MW total flow North to South or South to North in line with S_MWR_ROI.
Note on RE17: [Threaded comment] Your version of Excel allows you to read this threaded comment; however, any edits to it will get removed if the file is opened in a newer version of Excel. Learn more: https://go.microsoft.com/fwlink/?linkid=870924 Comment: Limited to 450 MW total flow North to South or South to North in line with S_MWR_ROI.
Note on RG17: [Threaded comment] Your version of Excel allows you to read this threaded comment; however, any edits to it will get removed if the file is opened in a newer version of Excel. Learn more: https://go.microsoft.com/fwlink/?linkid=870924 Comment: Assumed to be as the 1km AUG - SK line.
Note on B18: [Threaded comment] Your version of Excel allows you to read this threaded comment; however, any edits to it will get removed if the file is opened in a newer version of Excel. Learn more: https://go.microsoft.com/fwlink/?linkid=870924 Comment: Unvalidated assumption of 80% of rating to account for N-1 limits.
Note on RD18: [Threaded comment] Your version of Excel allows you to read this threaded comment; however, any edits to it will get removed if the file is opened in a newer version of Excel. Learn more: https://go.microsoft.com/fwlink/?linkid=870924 Comment: Limited to 450 MW total flow North to South or South to North in line with S_MWR_ROI.
Note on RE18: [Threaded comment] Your version of Excel allows you to read this threaded comment; however, any edits to it will get removed if the file is opened in a newer version of Excel. Learn more: https://go.microsoft.com/fwlink/?linkid=870924 Comment: Limited to 450 MW total flow North to South or South to North in line with S_MWR_ROI.
Note on RG18: [Threaded comment] Your version of Excel allows you to read this threaded comment; however, any edits to it will get removed if the file is opened in a newer version of Excel. Learn more: https://go.microsoft.com/fwlink/?linkid=870924 Comment: Assumed to be as the 1km AUG - SK line.
Note on B19: [Threaded comment] Your version of Excel allows you to read this threaded comment; however, any edits to it will get removed if the file is opened in a newer version of Excel. Learn more: https://go.microsoft.com/fwlink/?linkid=870924 Comment: Unvalidated assumption of 80% of rating to account for N-1 limits.
Note on RD19: [Threaded comment] Your version of Excel allows you to read this threaded comment; however, any edits to it will get removed if the file is opened in a newer version of Excel. Learn more: https://go.microsoft.com/fwlink/?linkid=870924 Comment: Limited to 450 MW total flow North to South or South to North in line with S_MWR_ROI.
Note on RE19: [Threaded comment] Your version of Excel allows you to read this threaded comment; however, any edits to it will get removed if the file is opened in a newer version of Excel. Learn more: https://go.microsoft.com/fwlink/?linkid=870924 Comment: Limited to 450 MW total flow North to South or South to North in line with S_MWR_ROI.
Note on RG19: [Threaded comment] Your version of Excel allows you to read this threaded comment; however, any edits to it will get removed if the file is opened in a newer version of Excel. Learn more: https://go.microsoft.com/fwlink/?linkid=870924 Comment: Assumed to be as the 1km AUG - SK line.
Note on B20: [Threaded comment] Your version of Excel allows you to read this threaded comment; however, any edits to it will get removed if the file is opened in a newer version of Excel. Learn more: https://go.microsoft.com/fwlink/?linkid=870924 Comment: Unvalidated assumption of 80% of rating to account for N-1 limits.
Note on RD20: [Threaded comment] Your version of Excel allows you to read this threaded comment; however, any edits to it will get removed if the file is opened in a newer version of Excel. Learn more: https://go.microsoft.com/fwlink/?linkid=870924 Comment: Limited to 450 MW total flow North to South or South to North in line with S_MWR_ROI.
Note on RE20: [Threaded comment] Your version of Excel allows you to read this threaded comment; however, any edits to it will get removed if the file is opened in a newer version of Excel. Learn more: https://go.microsoft.com/fwlink/?linkid=870924 Comment: Limited to 450 MW total flow North to South or South to North in line with S_MWR_ROI.
Note on RG20: [Threaded comment] Your version of Excel allows you to read this threaded comment; however, any edits to it will get removed if the file is opened in a newer version of Excel. Learn more: https://go.microsoft.com/fwlink/?linkid=870924 Comment: Assumed to be as the 1km AUG - SK line.
Note on B21: [Threaded comment] Your version of Excel allows you to read this threaded comment; however, any edits to it will get removed if the file is opened in a newer version of Excel. Learn more: https://go.microsoft.com/fwlink/?linkid=870924 Comment: Unvalidated assumption of 80% of rating to account for N-1 limits.
Note on RD21: [Threaded comment] Your version of Excel allows you to read this threaded comment; however, any edits to it will get removed if the file is opened in a newer version of Excel. Learn more: https://go.microsoft.com/fwlink/?linkid=870924 Comment: Limited to 450 MW total flow North to South or South to North in line with S_MWR_ROI.
Note on RE21: [Threaded comment] Your version of Excel allows you to read this threaded comment; however, any edits to it will get removed if the file is opened in a newer version of Excel. Learn more: https://go.microsoft.com/fwlink/?linkid=870924 Comment: Limited to 450 MW total flow North to South or South to North in line with S_MWR_ROI.
Note on RG21: [Threaded comment] Your version of Excel allows you to read this threaded comment; however, any edits to it will get removed if the file is opened in a newer version of Excel. Learn more: https://go.microsoft.com/fwlink/?linkid=870924 Comment: Assumed to be as the 1km AUG - SK line.
Note on B22: [Threaded comment] Your version of Excel allows you to read this threaded comment; however, any edits to it will get removed if the file is opened in a newer version of Excel. Learn more: https://go.microsoft.com/fwlink/?linkid=870924 Comment: Unvalidated assumption of 80% of rating to account for N-1 limits.
Note on RD22: [Threaded comment] Your version of Excel allows you to read this threaded comment; however, any edits to it will get removed if the file is opened in a newer version of Excel. Learn more: https://go.microsoft.com/fwlink/?linkid=870924 Comment: Limited to 450 MW total flow North to South or South to North in line with S_MWR_ROI.
Note on RE22: [Threaded comment] Your version of Excel allows you to read this threaded comment; however, any edits to it will get removed if the file is opened in a newer version of Excel. Learn more: https://go.microsoft.com/fwlink/?linkid=870924 Comment: Limited to 450 MW total flow North to South or South to North in line with S_MWR_ROI.
Note on RG22: [Threaded comment] Your version of Excel allows you to read this threaded comment; however, any edits to it will get removed if the file is opened in a newer version of Excel. Learn more: https://go.microsoft.com/fwlink/?linkid=870924 Comment: Assumed to be as the 1km AUG - SK line.
Note on B23: [Threaded comment] Your version of Excel allows you to read this threaded comment; however, any edits to it will get removed if the file is opened in a newer version of Excel. Learn more: https://go.microsoft.com/fwlink/?linkid=870924 Comment: Unvalidated assumption of 80% of rating to account for N-1 limits.
Note on RD23: [Threaded comment] Your version of Excel allows you to read this threaded comment; however, any edits to it will get removed if the file is opened in a newer version of Excel. Learn more: https://go.microsoft.com/fwlink/?linkid=870924 Comment: Limited to 450 MW total flow North to South or South to North in line with S_MWR_ROI.
Note on RE23: [Threaded comment] Your version of Excel allows you to read this threaded comment; however, any edits to it will get removed if the file is opened in a newer version of Excel. Learn more: https://go.microsoft.com/fwlink/?linkid=870924 Comment: Limited to 450 MW total flow North to South or South to North in line with S_MWR_ROI.
Note on RG23: [Threaded comment] Your version of Excel allows you to read this threaded comment; however, any edits to it will get removed if the file is opened in a newer version of Excel. Learn more: https://go.microsoft.com/fwlink/?linkid=870924 Comment: Assumed to be as the 1km AUG - SK line.
Note on B24: [Threaded comment] Your version of Excel allows you to read this threaded comment; however, any edits to it will get removed if the file is opened in a newer version of Excel. Learn more: https://go.microsoft.com/fwlink/?linkid=870924 Comment: Unvalidated assumption of 80% of rating to account for N-1 limits.
Note on RD24: [Threaded comment] Your version of Excel allows you to read this threaded comment; however, any edits to it will get removed if the file is opened in a newer version of Excel. Learn more: https://go.microsoft.com/fwlink/?linkid=870924 Comment: Limited to 450 MW total flow North to South or South to North in line with S_MWR_ROI.
Note on RE24: [Threaded comment] Your version of Excel allows you to read this threaded comment; however, any edits to it will get removed if the file is opened in a newer version of Excel. Learn more: https://go.microsoft.com/fwlink/?linkid=870924 Comment: Limited to 450 MW total flow North to South or South to North in line with S_MWR_ROI.
Note on RG24: [Threaded comment] Your version of Excel allows you to read this threaded comment; however, any edits to it will get removed if the file is opened in a newer version of Excel. Learn more: https://go.microsoft.com/fwlink/?linkid=870924 Comment: Assumed to be as the 1km AUG - SK line.
Note on B25: [Threaded comment] Your version of Excel allows you to read this threaded comment; however, any edits to it will get removed if the file is opened in a newer version of Excel. Learn more: https://go.microsoft.com/fwlink/?linkid=870924 Comment: Unvalidated assumption of 80% of rating to account for N-1 limits.
Note on RD25: [Threaded comment] Your version of Excel allows you to read this threaded comment; however, any edits to it will get removed if the file is opened in a newer version of Excel. Learn more: https://go.microsoft.com/fwlink/?linkid=870924 Comment: Limited to 450 MW total flow North to South or South to North in line with S_MWR_ROI.
Note on RE25: [Threaded comment] Your version of Excel allows you to read this threaded comment; however, any edits to it will get removed if the file is opened in a newer version of Excel. Learn more: https://go.microsoft.com/fwlink/?linkid=870924 Comment: Limited to 450 MW total flow North to South or South to North in line with S_MWR_ROI.
Note on RG25: [Threaded comment] Your version of Excel allows you to read this threaded comment; however, any edits to it will get removed if the file is opened in a newer version of Excel. Learn more: https://go.microsoft.com/fwlink/?linkid=870924 Comment: Assumed to be as the 1km AUG - SK line.
Note on B26: [Threaded comment] Your version of Excel allows you to read this threaded comment; however, any edits to it will get removed if the file is opened in a newer version of Excel. Learn more: https://go.microsoft.com/fwlink/?linkid=870924 Comment: Unvalidated assumption of 80% of rating to account for N-1 limits.
Note on RD26: [Threaded comment] Your version of Excel allows you to read this threaded comment; however, any edits to it will get removed if the file is opened in a newer version of Excel. Learn more: https://go.microsoft.com/fwlink/?linkid=870924 Comment: Limited to 450 MW total flow North to South or South to North in line with S_MWR_ROI.
Note on RE26: [Threaded comment] Your version of Excel allows you to read this threaded comment; however, any edits to it will get removed if the file is opened in a newer version of Excel. Learn more: https://go.microsoft.com/fwlink/?linkid=870924 Comment: Limited to 450 MW total flow North to South or South to North in line with S_MWR_ROI.
Note on RG26: [Threaded comment] Your version of Excel allows you to read this threaded comment; however, any edits to it will get removed if the file is opened in a newer version of Excel. Learn more: https://go.microsoft.com/fwlink/?linkid=870924 Comment: Assumed to be as the 1km AUG - SK line.
Note on B27: [Threaded comment] Your version of Excel allows you to read this threaded comment; however, any edits to it will get removed if the file is opened in a newer version of Excel. Learn more: https://go.microsoft.com/fwlink/?linkid=870924 Comment: Unvalidated assumption of 80% of rating to account for N-1 limits.
Note on RD27: [Threaded comment] Your version of Excel allows you to read this threaded comment; however, any edits to it will get removed if the file is opened in a newer version of Excel. Learn more: https://go.microsoft.com/fwlink/?linkid=870924 Comment: Limited to 450 MW total flow North to South or South to North in line with S_MWR_ROI.
Note on RE27: [Threaded comment] Your version of Excel allows you to read this threaded comment; however, any edits to it will get removed if the file is opened in a newer version of Excel. Learn more: https://go.microsoft.com/fwlink/?linkid=870924 Comment: Limited to 450 MW total flow North to South or South to North in line with S_MWR_ROI.
Note on RG27: [Threaded comment] Your version of Excel allows you to read this threaded comment; however, any edits to it will get removed if the file is opened in a newer version of Excel. Learn more: https://go.microsoft.com/fwlink/?linkid=870924 Comment: Assumed to be as the 1km AUG - SK line.
Note on B28: [Threaded comment] Your version of Excel allows you to read this threaded comment; however, any edits to it will get removed if the file is opened in a newer version of Excel. Learn more: https://go.microsoft.com/fwlink/?linkid=870924 Comment: Unvalidated assumption of 80% of rating to account for N-1 limits.
Note on RD28: [Threaded comment] Your version of Excel allows you to read this threaded comment; however, any edits to it will get removed if the file is opened in a newer version of Excel. Learn more: https://go.microsoft.com/fwlink/?linkid=870924 Comment: Limited to 450 MW total flow North to South or South to North in line with S_MWR_ROI.
Note on RE28: [Threaded comment] Your version of Excel allows you to read this threaded comment; however, any edits to it will get removed if the file is opened in a newer version of Excel. Learn more: https://go.microsoft.com/fwlink/?linkid=870924 Comment: Limited to 450 MW total flow North to South or South to North in line with S_MWR_ROI.
Note on RG28: [Threaded comment] Your version of Excel allows you to read this threaded comment; however, any edits to it will get removed if the file is opened in a newer version of Excel. Learn more: https://go.microsoft.com/fwlink/?linkid=870924 Comment: Assumed to be as the 1km AUG - SK line.
Note on B29: [Threaded comment] Your version of Excel allows you to read this threaded comment; however, any edits to it will get removed if the file is opened in a newer version of Excel. Learn more: https://go.microsoft.com/fwlink/?linkid=870924 Comment: Unvalidated assumption of 80% of rating to account for N-1 limits.
Note on RD29: [Threaded comment] Your version of Excel allows you to read this threaded comment; however, any edits to it will get removed if the file is opened in a newer version of Excel. Learn more: https://go.microsoft.com/fwlink/?linkid=870924 Comment: Limited to 450 MW total flow North to South or South to North in line with S_MWR_ROI.
Note on RE29: [Threaded comment] Your version of Excel allows you to read this threaded comment; however, any edits to it will get removed if the file is opened in a newer version of Excel. Learn more: https://go.microsoft.com/fwlink/?linkid=870924 Comment: Limited to 450 MW total flow North to South or South to North in line with S_MWR_ROI.
Note on RG29: [Threaded comment] Your version of Excel allows you to read this threaded comment; however, any edits to it will get removed if the file is opened in a newer version of Excel. Learn more: https://go.microsoft.com/fwlink/?linkid=870924 Comment: Assumed to be as the 1km AUG - SK line.
Note on B30: [Threaded comment] Your version of Excel allows you to read this threaded comment; however, any edits to it will get removed if the file is opened in a newer version of Excel. Learn more: https://go.microsoft.com/fwlink/?linkid=870924 Comment: Unvalidated assumption of 80% of rating to account for N-1 limits.
Note on RD30: [Threaded comment] Your version of Excel allows you to read this threaded comment; however, any edits to it will get removed if the file is opened in a newer version of Excel. Learn more: https://go.microsoft.com/fwlink/?linkid=870924 Comment: Limited to 450 MW total flow North to South or South to North in line with S_MWR_ROI.
Note on RE30: [Threaded comment] Your version of Excel allows you to read this threaded comment; however, any edits to it will get removed if the file is opened in a newer version of Excel. Learn more: https://go.microsoft.com/fwlink/?linkid=870924 Comment: Limited to 450 MW total flow North to South or South to North in line with S_MWR_ROI.
Note on RG30: [Threaded comment] Your version of Excel allows you to read this threaded comment; however, any edits to it will get removed if the file is opened in a newer version of Excel. Learn more: https://go.microsoft.com/fwlink/?linkid=870924 Comment: Assumed to be as the 1km AUG - SK line.
Note on B31: [Threaded comment] Your version of Excel allows you to read this threaded comment; however, any edits to it will get removed if the file is opened in a newer version of Excel. Learn more: https://go.microsoft.com/fwlink/?linkid=870924 Comment: Unvalidated assumption of 80% of rating to account for N-1 limits.
Note on RD31: [Threaded comment] Your version of Excel allows you to read this threaded comment; however, any edits to it will get removed if the file is opened in a newer version of Excel. Learn more: https://go.microsoft.com/fwlink/?linkid=870924 Comment: Limited to 450 MW total flow North to South or South to North in line with S_MWR_ROI.
Note on RE31: [Threaded comment] Your version of Excel allows you to read this threaded comment; however, any edits to it will get removed if the file is opened in a newer version of Excel. Learn more: https://go.microsoft.com/fwlink/?linkid=870924 Comment: Limited to 450 MW total flow North to South or South to North in line with S_MWR_ROI.
Note on RG31: [Threaded comment] Your version of Excel allows you to read this threaded comment; however, any edits to it will get removed if the file is opened in a newer version of Excel. Learn more: https://go.microsoft.com/fwlink/?linkid=870924 Comment: Assumed to be as the 1km AUG - SK line.
Note on B32: [Threaded comment] Your version of Excel allows you to read this threaded comment; however, any edits to it will get removed if the file is opened in a newer version of Excel. Learn more: https://go.microsoft.com/fwlink/?linkid=870924 Comment: Unvalidated assumption of 80% of rating to account for N-1 limits.
Note on RD32: [Threaded comment] Your version of Excel allows you to read this threaded comment; however, any edits to it will get removed if the file is opened in a newer version of Excel. Learn more: https://go.microsoft.com/fwlink/?linkid=870924 Comment: Limited to 450 MW total flow North to South or South to North in line with S_MWR_ROI.
Note on RE32: [Threaded comment] Your version of Excel allows you to read this threaded comment; however, any edits to it will get removed if the file is opened in a newer version of Excel. Learn more: https://go.microsoft.com/fwlink/?linkid=870924 Comment: Limited to 450 MW total flow North to South or South to North in line with S_MWR_ROI.
Note on RG32: [Threaded comment] Your version of Excel allows you to read this threaded comment; however, any edits to it will get removed if the file is opened in a newer version of Excel. Learn more: https://go.microsoft.com/fwlink/?linkid=870924 Comment: Assumed to be as the 1km AUG - SK line.
Note on B33: [Threaded comment] Your version of Excel allows you to read this threaded comment; however, any edits to it will get removed if the file is opened in a newer version of Excel. Learn more: https://go.microsoft.com/fwlink/?linkid=870924 Comment: Unvalidated assumption of 80% of rating to account for N-1 limits.
Note on RD33: [Threaded comment] Your version of Excel allows you to read this threaded comment; however, any edits to it will get removed if the file is opened in a newer version of Excel. Learn more: https://go.microsoft.com/fwlink/?linkid=870924 Comment: Limited to 450 MW total flow North to South or South to North in line with S_MWR_ROI.
Note on RE33: [Threaded comment] Your version of Excel allows you to read this threaded comment; however, any edits to it will get removed if the file is opened in a newer version of Excel. Learn more: https://go.microsoft.com/fwlink/?linkid=870924 Comment: Limited to 450 MW total flow North to South or South to North in line with S_MWR_ROI.
Note on RG33: [Threaded comment] Your version of Excel allows you to read this threaded comment; however, any edits to it will get removed if the file is opened in a newer version of Excel. Learn more: https://go.microsoft.com/fwlink/?linkid=870924 Comment: Assumed to be as the 1km AUG - SK line.
Note on B34: [Threaded comment] Your version of Excel allows you to read this threaded comment; however, any edits to it will get removed if the file is opened in a newer version of Excel. Learn more: https://go.microsoft.com/fwlink/?linkid=870924 Comment: Unvalidated assumption of 80% of rating to account for N-1 limits.
Note on RD34: [Threaded comment] Your version of Excel allows you to read this threaded comment; however, any edits to it will get removed if the file is opened in a newer version of Excel. Learn more: https://go.microsoft.com/fwlink/?linkid=870924 Comment: Limited to 450 MW total flow North to South or South to North in line with S_MWR_ROI.
Note on RE34: [Threaded comment] Your version of Excel allows you to read this threaded comment; however, any edits to it will get removed if the file is opened in a newer version of Excel. Learn more: https://go.microsoft.com/fwlink/?linkid=870924 Comment: Limited to 450 MW total flow North to South or South to North in line with S_MWR_ROI.
Note on RG34: [Threaded comment] Your version of Excel allows you to read this threaded comment; however, any edits to it will get removed if the file is opened in a newer version of Excel. Learn more: https://go.microsoft.com/fwlink/?linkid=870924 Comment: Assumed to be as the 1km AUG - SK line.
Note on B35: [Threaded comment] Your version of Excel allows you to read this threaded comment; however, any edits to it will get removed if the file is opened in a newer version of Excel. Learn more: https://go.microsoft.com/fwlink/?linkid=870924 Comment: Unvalidated assumption of 80% of rating to account for N-1 limits.
Note on RD35: [Threaded comment] Your version of Excel allows you to read this threaded comment; however, any edits to it will get removed if the file is opened in a newer version of Excel. Learn more: https://go.microsoft.com/fwlink/?linkid=870924 Comment: Limited to 450 MW total flow North to South or South to North in line with S_MWR_ROI.
Note on RE35: [Threaded comment] Your version of Excel allows you to read this threaded comment; however, any edits to it will get removed if the file is opened in a newer version of Excel. Learn more: https://go.microsoft.com/fwlink/?linkid=870924 Comment: Limited to 450 MW total flow North to South or South to North in line with S_MWR_ROI.
Note on RG35: [Threaded comment] Your version of Excel allows you to read this threaded comment; however, any edits to it will get removed if the file is opened in a newer version of Excel. Learn more: https://go.microsoft.com/fwlink/?linkid=870924 Comment: Assumed to be as the 1km AUG - SK line.
Note on B36: [Threaded comment] Your version of Excel allows you to read this threaded comment; however, any edits to it will get removed if the file is opened in a newer version of Excel. Learn more: https://go.microsoft.com/fwlink/?linkid=870924 Comment: Unvalidated assumption of 80% of rating to account for N-1 limits.
Note on RD36: [Threaded comment] Your version of Excel allows you to read this threaded comment; however, any edits to it will get removed if the file is opened in a newer version of Excel. Learn more: https://go.microsoft.com/fwlink/?linkid=870924 Comment: Limited to 450 MW total flow North to South or South to North in line with S_MWR_ROI.
Note on RE36: [Threaded comment] Your version of Excel allows you to read this threaded comment; however, any edits to it will get removed if the file is opened in a newer version of Excel. Learn more: https://go.microsoft.com/fwlink/?linkid=870924 Comment: Limited to 450 MW total flow North to South or South to North in line with S_MWR_ROI.
Note on RG36: [Threaded comment] Your version of Excel allows you to read this threaded comment; however, any edits to it will get removed if the file is opened in a newer version of Excel. Learn more: https://go.microsoft.com/fwlink/?linkid=870924 Comment: Assumed to be as the 1km AUG - SK line.
Note on B37: [Threaded comment] Your version of Excel allows you to read this threaded comment; however, any edits to it will get removed if the file is opened in a newer version of Excel. Learn more: https://go.microsoft.com/fwlink/?linkid=870924 Comment: Unvalidated assumption of 80% of rating to account for N-1 limits.
Note on RD37: [Threaded comment] Your version of Excel allows you to read this threaded comment; however, any edits to it will get removed if the file is opened in a newer version of Excel. Learn more: https://go.microsoft.com/fwlink/?linkid=870924 Comment: Limited to 450 MW total flow North to South or South to North in line with S_MWR_ROI.
Note on RE37: [Threaded comment] Your version of Excel allows you to read this threaded comment; however, any edits to it will get removed if the file is opened in a newer version of Excel. Learn more: https://go.microsoft.com/fwlink/?linkid=870924 Comment: Limited to 450 MW total flow North to South or South to North in line with S_MWR_ROI.
Note on RG37: [Threaded comment] Your version of Excel allows you to read this threaded comment; however, any edits to it will get removed if the file is opened in a newer version of Excel. Learn more: https://go.microsoft.com/fwlink/?linkid=870924 Comment: Assumed to be as the 1km AUG - SK line.
Note on B38: [Threaded comment] Your version of Excel allows you to read this threaded comment; however, any edits to it will get removed if the file is opened in a newer version of Excel. Learn more: https://go.microsoft.com/fwlink/?linkid=870924 Comment: Unvalidated assumption of 80% of rating to account for N-1 limits.
Note on RD38: [Threaded comment] Your version of Excel allows you to read this threaded comment; however, any edits to it will get removed if the file is opened in a newer version of Excel. Learn more: https://go.microsoft.com/fwlink/?linkid=870924 Comment: Limited to 450 MW total flow North to South or South to North in line with S_MWR_ROI.
Note on RE38: [Threaded comment] Your version of Excel allows you to read this threaded comment; however, any edits to it will get removed if the file is opened in a newer version of Excel. Learn more: https://go.microsoft.com/fwlink/?linkid=870924 Comment: Limited to 450 MW total flow North to South or South to North in line with S_MWR_ROI.
Note on RG38: [Threaded comment] Your version of Excel allows you to read this threaded comment; however, any edits to it will get removed if the file is opened in a newer version of Excel. Learn more: https://go.microsoft.com/fwlink/?linkid=870924 Comment: Assumed to be as the 1km AUG - SK line.
Note on B39: [Threaded comment] Your version of Excel allows you to read this threaded comment; however, any edits to it will get removed if the file is opened in a newer version of Excel. Learn more: https://go.microsoft.com/fwlink/?linkid=870924 Comment: Unvalidated assumption of 80% of rating to account for N-1 limits.
Note on RD39: [Threaded comment] Your version of Excel allows you to read this threaded comment; however, any edits to it will get removed if the file is opened in a newer version of Excel. Learn more: https://go.microsoft.com/fwlink/?linkid=870924 Comment: Limited to 450 MW total flow North to South or South to North in line with S_MWR_ROI.
Note on RE39: [Threaded comment] Your version of Excel allows you to read this threaded comment; however, any edits to it will get removed if the file is opened in a newer version of Excel. Learn more: https://go.microsoft.com/fwlink/?linkid=870924 Comment: Limited to 450 MW total flow North to South or South to North in line with S_MWR_ROI.
Note on RG39: [Threaded comment] Your version of Excel allows you to read this threaded comment; however, any edits to it will get removed if the file is opened in a newer version of Excel. Learn more: https://go.microsoft.com/fwlink/?linkid=870924 Comment: Assumed to be as the 1km AUG - SK line.
Note on B40: [Threaded comment] Your version of Excel allows you to read this threaded comment; however, any edits to it will get removed if the file is opened in a newer version of Excel. Learn more: https://go.microsoft.com/fwlink/?linkid=870924 Comment: Unvalidated assumption of 80% of rating to account for N-1 limits.
Note on RD40: [Threaded comment] Your version of Excel allows you to read this threaded comment; however, any edits to it will get removed if the file is opened in a newer version of Excel. Learn more: https://go.microsoft.com/fwlink/?linkid=870924 Comment: Limited to 450 MW total flow North to South or South to North in line with S_MWR_ROI.
Note on RE40: [Threaded comment] Your version of Excel allows you to read this threaded comment; however, any edits to it will get removed if the file is opened in a newer version of Excel. Learn more: https://go.microsoft.com/fwlink/?linkid=870924 Comment: Limited to 450 MW total flow North to South or South to North in line with S_MWR_ROI.
Note on RG40: [Threaded comment] Your version of Excel allows you to read this threaded comment; however, any edits to it will get removed if the file is opened in a newer version of Excel. Learn more: https://go.microsoft.com/fwlink/?linkid=870924 Comment: Assumed to be as the 1km AUG - SK line.
Note on B41: [Threaded comment] Your version of Excel allows you to read this threaded comment; however, any edits to it will get removed if the file is opened in a newer version of Excel. Learn more: https://go.microsoft.com/fwlink/?linkid=870924 Comment: Unvalidated assumption of 80% of rating to account for N-1 limits.
Note on RD41: [Threaded comment] Your version of Excel allows you to read this threaded comment; however, any edits to it will get removed if the file is opened in a newer version of Excel. Learn more: https://go.microsoft.com/fwlink/?linkid=870924 Comment: Limited to 450 MW total flow North to South or South to North in line with S_MWR_ROI.
Note on RE41: [Threaded comment] Your version of Excel allows you to read this threaded comment; however, any edits to it will get removed if the file is opened in a newer version of Excel. Learn more: https://go.microsoft.com/fwlink/?linkid=870924 Comment: Limited to 450 MW total flow North to South or South to North in line with S_MWR_ROI.
Note on RG41: [Threaded comment] Your version of Excel allows you to read this threaded comment; however, any edits to it will get removed if the file is opened in a newer version of Excel. Learn more: https://go.microsoft.com/fwlink/?linkid=870924 Comment: Assumed to be as the 1km AUG - SK line.
Note on B42: [Threaded comment] Your version of Excel allows you to read this threaded comment; however, any edits to it will get removed if the file is opened in a newer version of Excel. Learn more: https://go.microsoft.com/fwlink/?linkid=870924 Comment: Unvalidated assumption of 80% of rating to account for N-1 limits.
Note on RD42: [Threaded comment] Your version of Excel allows you to read this threaded comment; however, any edits to it will get removed if the file is opened in a newer version of Excel. Learn more: https://go.microsoft.com/fwlink/?linkid=870924 Comment: Limited to 450 MW total flow North to South or South to North in line with S_MWR_ROI.
Note on RE42: [Threaded comment] Your version of Excel allows you to read this threaded comment; however, any edits to it will get removed if the file is opened in a newer version of Excel. Learn more: https://go.microsoft.com/fwlink/?linkid=870924 Comment: Limited to 450 MW total flow North to South or South to North in line with S_MWR_ROI.
Note on RG42: [Threaded comment] Your version of Excel allows you to read this threaded comment; however, any edits to it will get removed if the file is opened in a newer version of Excel. Learn more: https://go.microsoft.com/fwlink/?linkid=870924 Comment: Assumed to be as the 1km AUG - SK line.
Note on B43: [Threaded comment] Your version of Excel allows you to read this threaded comment; however, any edits to it will get removed if the file is opened in a newer version of Excel. Learn more: https://go.microsoft.com/fwlink/?linkid=870924 Comment: Unvalidated assumption of 80% of rating to account for N-1 limits.
Note on RD43: [Threaded comment] Your version of Excel allows you to read this threaded comment; however, any edits to it will get removed if the file is opened in a newer version of Excel. Learn more: https://go.microsoft.com/fwlink/?linkid=870924 Comment: Limited to 450 MW total flow North to South or South to North in line with S_MWR_ROI.
Note on RE43: [Threaded comment] Your version of Excel allows you to read this threaded comment; however, any edits to it will get removed if the file is opened in a newer version of Excel. Learn more: https://go.microsoft.com/fwlink/?linkid=870924 Comment: Limited to 450 MW total flow North to South or South to North in line with S_MWR_ROI.
Note on RG43: [Threaded comment] Your version of Excel allows you to read this threaded comment; however, any edits to it will get removed if the file is opened in a newer version of Excel. Learn more: https://go.microsoft.com/fwlink/?linkid=870924 Comment: Assumed to be as the 1km AUG - SK line.
Note on B44: [Threaded comment] Your version of Excel allows you to read this threaded comment; however, any edits to it will get removed if the file is opened in a newer version of Excel. Learn more: https://go.microsoft.com/fwlink/?linkid=870924 Comment: Unvalidated assumption of 80% of rating to account for N-1 limits.
Note on RD44: [Threaded comment] Your version of Excel allows you to read this threaded comment; however, any edits to it will get removed if the file is opened in a newer version of Excel. Learn more: https://go.microsoft.com/fwlink/?linkid=870924 Comment: Limited to 450 MW total flow North to South or South to North in line with S_MWR_ROI.
Note on RE44: [Threaded comment] Your version of Excel allows you to read this threaded comment; however, any edits to it will get removed if the file is opened in a newer version of Excel. Learn more: https://go.microsoft.com/fwlink/?linkid=870924 Comment: Limited to 450 MW total flow North to South or South to North in line with S_MWR_ROI.
Note on RG44: [Threaded comment] Your version of Excel allows you to read this threaded comment; however, any edits to it will get removed if the file is opened in a newer version of Excel. Learn more: https://go.microsoft.com/fwlink/?linkid=870924 Comment: Assumed to be as the 1km AUG - SK line.
Note on B45: [Threaded comment] Your version of Excel allows you to read this threaded comment; however, any edits to it will get removed if the file is opened in a newer version of Excel. Learn more: https://go.microsoft.com/fwlink/?linkid=870924 Comment: Unvalidated assumption of 80% of rating to account for N-1 limits.
Note on RD45: [Threaded comment] Your version of Excel allows you to read this threaded comment; however, any edits to it will get removed if the file is opened in a newer version of Excel. Learn more: https://go.microsoft.com/fwlink/?linkid=870924 Comment: Limited to 450 MW total flow North to South or South to North in line with S_MWR_ROI.
Note on RE45: [Threaded comment] Your version of Excel allows you to read this threaded comment; however, any edits to it will get removed if the file is opened in a newer version of Excel. Learn more: https://go.microsoft.com/fwlink/?linkid=870924 Comment: Limited to 450 MW total flow North to South or South to North in line with S_MWR_ROI.
Note on RG45: [Threaded comment] Your version of Excel allows you to read this threaded comment; however, any edits to it will get removed if the file is opened in a newer version of Excel. Learn more: https://go.microsoft.com/fwlink/?linkid=870924 Comment: Assumed to be as the 1km AUG - SK line.
Note on B46: [Threaded comment] Your version of Excel allows you to read this threaded comment; however, any edits to it will get removed if the file is opened in a newer version of Excel. Learn more: https://go.microsoft.com/fwlink/?linkid=870924 Comment: Unvalidated assumption of 80% of rating to account for N-1 limits.
Note on RD46: [Threaded comment] Your version of Excel allows you to read this threaded comment; however, any edits to it will get removed if the file is opened in a newer version of Excel. Learn more: https://go.microsoft.com/fwlink/?linkid=870924 Comment: Limited to 450 MW total flow North to South or South to North in line with S_MWR_ROI.
Note on RE46: [Threaded comment] Your version of Excel allows you to read this threaded comment; however, any edits to it will get removed if the file is opened in a newer version of Excel. Learn more: https://go.microsoft.com/fwlink/?linkid=870924 Comment: Limited to 450 MW total flow North to South or South to North in line with S_MWR_ROI.
Note on RG46: [Threaded comment] Your version of Excel allows you to read this threaded comment; however, any edits to it will get removed if the file is opened in a newer version of Excel. Learn more: https://go.microsoft.com/fwlink/?linkid=870924 Comment: Assumed to be as the 1km AUG - SK line.
Note on B47: [Threaded comment] Your version of Excel allows you to read this threaded comment; however, any edits to it will get removed if the file is opened in a newer version of Excel. Learn more: https://go.microsoft.com/fwlink/?linkid=870924 Comment: Unvalidated assumption of 80% of rating to account for N-1 limits.
Note on RD47: [Threaded comment] Your version of Excel allows you to read this threaded comment; however, any edits to it will get removed if the file is opened in a newer version of Excel. Learn more: https://go.microsoft.com/fwlink/?linkid=870924 Comment: Limited to 450 MW total flow North to South or South to North in line with S_MWR_ROI.
Note on RE47: [Threaded comment] Your version of Excel allows you to read this threaded comment; however, any edits to it will get removed if the file is opened in a newer version of Excel. Learn more: https://go.microsoft.com/fwlink/?linkid=870924 Comment: Limited to 450 MW total flow North to South or South to North in line with S_MWR_ROI.
Note on RG47: [Threaded comment] Your version of Excel allows you to read this threaded comment; however, any edits to it will get removed if the file is opened in a newer version of Excel. Learn more: https://go.microsoft.com/fwlink/?linkid=870924 Comment: Assumed to be as the 1km AUG - SK line.
Note on B48: [Threaded comment] Your version of Excel allows you to read this threaded comment; however, any edits to it will get removed if the file is opened in a newer version of Excel. Learn more: https://go.microsoft.com/fwlink/?linkid=870924 Comment: Unvalidated assumption of 80% of rating to account for N-1 limits.
Note on RD48: [Threaded comment] Your version of Excel allows you to read this threaded comment; however, any edits to it will get removed if the file is opened in a newer version of Excel. Learn more: https://go.microsoft.com/fwlink/?linkid=870924 Comment: Limited to 450 MW total flow North to South or South to North in line with S_MWR_ROI.
Note on RE48: [Threaded comment] Your version of Excel allows you to read this threaded comment; however, any edits to it will get removed if the file is opened in a newer version of Excel. Learn more: https://go.microsoft.com/fwlink/?linkid=870924 Comment: Limited to 450 MW total flow North to South or South to North in line with S_MWR_ROI.
Note on RG48: [Threaded comment] Your version of Excel allows you to read this threaded comment; however, any edits to it will get removed if the file is opened in a newer version of Excel. Learn more: https://go.microsoft.com/fwlink/?linkid=870924 Comment: Assumed to be as the 1km AUG - SK line.
Note on B49: [Threaded comment] Your version of Excel allows you to read this threaded comment; however, any edits to it will get removed if the file is opened in a newer version of Excel. Learn more: https://go.microsoft.com/fwlink/?linkid=870924 Comment: Unvalidated assumption of 80% of rating to account for N-1 limits.
Note on RD49: [Threaded comment] Your version of Excel allows you to read this threaded comment; however, any edits to it will get removed if the file is opened in a newer version of Excel. Learn more: https://go.microsoft.com/fwlink/?linkid=870924 Comment: Limited to 450 MW total flow North to South or South to North in line with S_MWR_ROI.
Note on RE49: [Threaded comment] Your version of Excel allows you to read this threaded comment; however, any edits to it will get removed if the file is opened in a newer version of Excel. Learn more: https://go.microsoft.com/fwlink/?linkid=870924 Comment: Limited to 450 MW total flow North to South or South to North in line with S_MWR_ROI.
Note on RG49: [Threaded comment] Your version of Excel allows you to read this threaded comment; however, any edits to it will get removed if the file is opened in a newer version of Excel. Learn more: https://go.microsoft.com/fwlink/?linkid=870924 Comment: Assumed to be as the 1km AUG - SK line.

## transformer
name | from_busname | to_busname | type | stat | r | x | b | ShortTermRating | ContinousRating
AD_T2101 | AD_I_Z_220 | AD_I_Z_110 | 1 | 2 | 0.001 | 0.124 | 0 | 156.25 | 125
ARK_T2101 | ARK_I_Z_220 | ARK_I_Z_110 | 1 | 2 | 0.007 | 0.18 | 0 | 78.75 | 63
ARK_T2102 | ARK_I_Z_220 | ARK_I_Z_110 | 1 | 2 | 0.0021 | 0.1237 | 0 | 156.25 | 125
BLC_T2101 | BLC_I_Z_220 | BLC_I_Z_110 | 1 | 2 | 0.001 | 0.0646 | 0 | 312.5 | 250
BVK_T2101 | BVK_I_Z_220 | BVK_I_Z_110 | 1 | 2 | 0.001 | 0.064 | 0 | 312.5 | 250
BVK_T2102 | BVK_I_Z_220 | BVK_I_Z_110 | 1 | 2 | 0.001 | 0.064 | 0 | 312.5 | 250
BYH_T2101 | BYH_I_Z_220 | BYH_I_Z_110 | 1 | 2 | 0.001 | 0.064 | 0 | 312.5 | 250
BYH_T2102 | BYH_I_Z_220 | BYH_I_Z_110 | 1 | 2 | 0.001 | 0.064 | 0 | 312.5 | 250
CBT_T2101 | CBT_I_Z_220 | CBT_I_Z_110 | 1 | 2 | 0.001 | 0.0646 | 0 | 312.5 | 250
CBT_T2102 | CBT_I_Z_220 | CBT_I_Z_110 | 1 | 2 | 0.001 | 0.0646 | 0 | 312.5 | 250
CBT_T2103 | CBT_I_Z_220 | CBT_I_Z_110 | 1 | 2 | 0.001 | 0.0646 | 0 | 312.5 | 250
CBT_T2104 | CBT_I_Z_220 | CBT_I_Z_110 | 1 | 2 | 0.001 | 0.0646 | 0 | 312.5 | 250
CDU_T2101 | CDU_I_Z_220 | CDU_I_Z_110 | 1 | 2 | 0.00093 | 0.06152 | 0 | 312.5 | 250
CDU_T2102 | CDU_I_Z_220 | CDU_I_Z_110 | 1 | 2 | 0.00066 | 0.061 | 0 | 312.5 | 250
CKM_PST2201 | CKM_I_Z_220 | CKM_I_Z_220 | 1 | 0 | 0 | 0.029 | 0 | 437.5 | 350
CKM_T2101 | CKM_I_Z_220 | CKM_I_Z_110 | 1 | 2 | 0.001 | 0.0646 | 0 | 312.5 | 250
CKM_T2102 | CKM_I_Z_220 | CKM_I_Z_110 | 1 | 2 | 0.001 | 0.0646 | 0 | 312.5 | 250
CKM_T2103 | CKM_I_Z_220 | CKM_I_Z_110 | 1 | 2 | 0.001 | 0.0646 | 0 | 312.5 | 250
CKM_T2104 | CKM_I_Z_220 | CKM_I_Z_110 | 1 | 2 | 0.0004 | 0.0631 | 0 | 312.5 | 250
CLA_T2102 | CLA_I_Z_220 | CLA_I_Z_110 | 1 | 2 | 0.0013 | 0.0647 | 0 | 312.5 | 250
CSH_T2101 | CSH_I_Z_220 | CSH_I_Z_110 | 1 | 2 | 0.0004 | 0.0631 | 0 | 297.5 | 238
CSH_T2102 | CSH_I_Z_220 | CSH_I_Z_110 | 1 | 2 | 0.0004 | 0.0631 | 0 | 312.5 | 250
CSH_T2104 | CSH_I_Z_220 | CSH_I_Z_110 | 1 | 2 | 0.0021 | 0.1332 | 0 | 218.75 | 175
CNB_T4101 | CNB_I_Z_380 | CNB_I_Z_110 | 1 | 2 | 0.00048 | 0.072 | 0 | 625 | 500
CNB_T4102 | CNB_I_Z_380 | CNB_I_Z_110 | 1 | 2 | 0.00048 | 0.072 | 0 | 625 | 500
CUL_T2101 | CUL_I_Z_220 | CUL_I_Z_110 | 1 | 2 | 0.0005 | 0.064 | 0 | 312.5 | 250
DSN_T4201 | DSN_I_Z_380 | DSN_I_Z_220 | 1 | 2 | 0.0002 | 0.0317 | 0 | 625 | 500
DSN_T4202 | DSN_I_Z_380 | DSN_I_Z_220 | 1 | 2 | 0.0003 | 0.027 | 0 | 625 | 500
FIN_T2101 | FIN_I_Z_220 | FIN_I_Z_110 | 1 | 2 | 0.0013 | 0.0651 | 0 | 312.5 | 250
FIN_T2102 | FIN_I_Z_220 | FIN_I_Z_110 | 1 | 2 | 0.0013 | 0.0648 | 0 | 312.5 | 250
FIN_T2103 | FIN_I_Z_220 | FIN_I_Z_110 | 1 | 2 | 0.001 | 0.064 | 0 | 312.5 | 250
FIN_T2104 | FIN_I_Z_220 | FIN_I_Z_110 | 1 | 2 | 0.001 | 0.0638 | 0 | 312.5 | 250
FIN_T2105 | FIN_I_Z_220 | FIN_I_Z_110 | 1 | 2 | 0.001 | 0.064 | 0 | 312.5 | 250
FLA_T2101 | FLA_I_Z_220 | FLA_I_Z_110 | 1 | 2 | 0.0027 | 0.128 | 0 | 156.25 | 125
FLA_T2102 | FLA_I_Z_220 | FLA_I_Z_110 | 1 | 2 | 0.0008 | 0.1331 | 0 | 156.25 | 125
GI_T2101 | GI_I_Z_220 | GI_I_Z_110 | 1 | 2 | 0.0026 | 0.1331 | 0 | 156.25 | 125
GI_T2102 | GI_I_Z_220 | GI_I_Z_110 | 1 | 2 | 0.0023 | 0.1237 | 0 | 156.25 | 125
GOR_T2101 | GOR_I_Z_220 | GOR_I_Z_110 | 1 | 2 | 0.001 | 0.064 | 0 | 312.5 | 250
INC_T2102 | INC_I_Z_220 | INC_I_Z_110 | 1 | 2 | 0.001 | 0.0564 | 0 | 312.5 | 250
INC_T2104 | INC_I_Z_220 | INC_I_Z_110 | 1 | 2 | 0.0001 | 0.06 | 0 | 312.5 | 250
INC_T2101 | INC_I_Z_220 | INC_I_Z_110 | 1 | 2 | 0.001 | 0.0564 | 0 | 312.5 | 250
INC_T2103 | INC_I_Z_220 | INC_I_Z_110 | 1 | 2 | 0.0001 | 0.06 | 0 | 312.5 | 250
KLN_T2101 | KLN_I_Z_220 | KLN_I_Z_110 | 1 | 2 | 0.0065 | 0.2453 | 0 | 78.75 | 63
KLN_T2102 | KLN_I_Z_220 | KLN_I_Z_110 | 1 | 2 | 0.0095 | 0.2473 | 0 | 78.75 | 63
KLN_T2103 | KLN_I_Z_220 | KLN_I_Z_110 | 1 | 2 | 0.0004 | 0.0631 | 0 | 312.5 | 250
KLN_T2104 | KLN_I_Z_220 | KLN_I_Z_110 | 1 | 2 | 0.001 | 0.123 | 0 | 156.25 | 125
KLP_T2101 | KLP_I_Z_220 | KLP_I_Z_110 | 1 | 2 | 0.0004 | 0.0631 | 0 | 312.5 | 250
KLP_T2102 | KLP_I_Z_220 | KLP_I_Z_110 | 1 | 2 | 0.0004 | 0.0631 | 0 | 312.5 | 250
KLS_T2101 | KLS_I_Z_220 | KLS_I_Z_110 | 1 | 2 | 0.00132 | 0.1237 | 0 | 156.25 | 125
KLS_T2102 | KLS_I_Z_220 | KLS_I_Z_110 | 1 | 2 | 0.0008 | 0.1237 | 0 | 156.25 | 125
KNR_T2101 | KNR_I_Z_220 | KNR_I_Z_110 | 1 | 2 | 0.001 | 0.064 | 0 | 312.5 | 250
KNR_T2102 | KNR_I_Z_220 | KNR_I_Z_110 | 1 | 2 | 0.001 | 0.064 | 0 | 312.5 | 250
BLC_BELCAMP | BLC_I_Z_220 | BLC_I_Z_110 | 1 | 2 | 0.001 | 0.0646 | 0 | 312.5 | 250
CLA_T2101 | CLA_I_Z_220 | CLA_I_Z_110 | 1 | 2 | 0.0013 | 0.0647 | 0 | 312.5 | 250
KRA_T2101 | KRA_I_Z_220 | KRA_I_Z_110 | 1 | 2 | 0.0013 | 0.0647 | 0 | 312.5 | 250
KRA_T2102 | KRA_I_Z_220 | KRA_I_Z_110 | 1 | 2 | 0.0013 | 0.0652 | 0 | 312.5 | 250
LWD_T2101 | LWD_I_Z_220 | LWD_I_Z_110 | 1 | 2 | 0.001 | 0.064 | 0 | 312.5 | 250
LOU_T2101 | LOU_I_Z_220 | LOU_I_Z_110 | 1 | 2 | 0.0022 | 0.1331 | 0 | 156.25 | 125
LOU_T2103 | LOU_I_Z_220 | LOU_I_Z_110 | 1 | 2 | 0.0023 | 0.1324 | 0 | 156.25 | 125
LOU_T2102 | LOU_I_Z_220 | LOU_I_Z_110 | 1 | 2 | 0.0022 | 0.1324 | 0 | 156.25 | 125
LOU_T2104 | LOU_I_Z_220 | LOU_I_Z_110 | 1 | 2 | 0.001 | 0.064 | 0 | 312.5 | 250
LOU_AT1 | LOU_I_Z_220 | LOU_I_Z_275 | 1 | 2 | 0.0008 | 0.03 | 0 | 375 | 300
LOU_AT2 | LOU_I_Z_220 | LOU_I_Z_275 | 1 | 2 | 0.0008 | 0.015 | 0 | 750 | 600
LOU_AT3 | LOU_I_Z_275 | LOU_I_Z_220 | 1 | 2 | 0.0008 | 0.0303 | 0 | 375 | 300
MAY_T2101 | MAY_I_Z_220 | MAY_I_Z_110 | 1 | 2 | 0.0021 | 0.1339 | 0 | 156.25 | 125
MAY_T2102 | MAY_I_Z_220 | MAY_I_Z_110 | 1 | 2 | 0.001 | 0.064 | 0 | 297.5 | 238
MAY_T2103 | MAY_I_Z_220 | MAY_I_Z_110 | 1 | 2 | 0.0021 | 0.1324 | 0 | 156.25 | 125
MAY_T2104 | MAY_I_Z_220 | MAY_I_Z_110 | 1 | 2 | 0.001 | 0.064 | 0 | 312.5 | 250
MP_T4202_01 | MP_I_Z_380 | MP_I_Z_220 | 1 | 2 | 0.0003 | 0.027 | 0 | 625 | 500
MP_T2101 | MP_I_Z_220 | MP_I_Z_110 | 1 | 2 | 0.001 | 0.064 | 0 | 312.5 | 250
MP_T4202_2 | MP_I_Z_380 | MP_I_Z_220 | 1 | 2 | 0.0002 | 0.0329 | 0 | 625 | 500
OST_T4202 | OST_I_Z_380 | OST_I_Z_220 | 1 | 2 | 0.0003 | 0.027 | 0 | 625 | 500
PB_T2103 | PB_I_Z_220 | PB_I_Z_110 | 1 | 2 | 0.0013 | 0.059 | 0 | 312.5 | 250
PB_T2104 | PB_I_Z_220 | PB_I_Z_110 | 1 | 2 | 0.0013 | 0.0609 | 0 | 312.5 | 250
RAF_T2101 | RAF_I_Z_220 | RAF_I_Z_110 | 1 | 2 | 0.001 | 0.064 | 0 | 297.5 | 238
RAF_T2102 | RAF_I_Z_220 | RAF_I_Z_110 | 1 | 2 | 0.000446 | 0.0558 | 0 | 312.5 | 250
SH_T2102 | SH_I_Z_220 | SH_I_Z_110 | 1 | 2 | 0.00131 | 0.1237 | 0 | 156.25 | 125
SH_T2101 | SH_I_Z_220 | SH_I_Z_110 | 1 | 2 | 0.00574 | 0.1237 | 0 | 156.25 | 125
SRA_T2102 | SRA_I_Z_220 | SRA_I_Z_110 | 1 | 2 | 0.001 | 0.064 | 0 | 312.5 | 250
TB_T2101 | TB_I_Z_220 | TB_I_Z_110 | 1 | 2 | 0.00099 | 0.0554 | 0 | 297.5 | 238
TB_T2102 | TB_I_Z_220 | TB_I_Z_110 | 1 | 2 | 0.00099 | 0.0554 | 0 | 297.5 | 238
WOO_T4201 | WOO_I_Z_380 | WOO_I_Z_220 | 1 | 2 | 0.0002 | 0.0316 | 0 | 625 | 500
WOO_T4202 | WOO_I_Z_380 | WOO_I_Z_220 | 1 | 2 | 0.0002 | 0.0316 | 0 | 625 | 500
WOO_T4204 | WOO_I_Z_380 | WOO_I_Z_220 | 1 | 2 | 0.0002 | 0.027 | 0 | 687.5 | 550
WOO_WOODLAND | WOO_I_Z_380 | WOO_I_Z_260 | 1 | 2 | 0 | 0.024 | 0 | 727.5 | 582
AGH_1 | AGH_N_Z_110 | AGH_N_Z_33 | 1 | 2 | 0.00351 | 0.22176 | 0 | 112.5 | 90
AIR_1 | AIR_N_Z_110 | AIR_N_Z_33 | 1 | 2 | 0.0073 | 0.25 | 0 | 75 | 60
AIR_2 | AIR_N_Z_110 | AIR_N_Z_33 | 1 | 2 | 0.0073 | 0.25 | 0 | 75 | 60
ANT_1 | ANT_N_Z_110 | ANT_N_Z_33 | 1 | 2 | 0.00351 | 0.22176 | 0 | 112.5 | 90
ANT_2 | ANT_N_Z_110 | ANT_N_Z_33 | 1 | 2 | 0.00351 | 0.22257 | 0 | 112.5 | 90
MKL_1 | MKL_N_Z_110 | MKL_N_Z_33 | 1 | 2 | 0.00351 | 0.22518 | 0 | 112.5 | 90
MKL_2 | MKL_N_Z_110 | MKL_N_Z_33 | 1 | 2 | 0.00351 | 0.22518 | 0 | 112.5 | 90
BMA_1 | BMA_N_Z_110 | BMA_N_Z_33 | 1 | 2 | 0.00351 | 0.22023 | 0 | 112.5 | 90
BMA_2 | BMA_N_Z_110 | BMA_N_Z_33 | 1 | 2 | 0.00351 | 0.22167 | 0 | 112.5 | 90
BMA_3 | BMA_N_Z_110 | BMA_N_Z_33 | 1 | 2 | 0.00585 | 0.26037 | 0 | 112.5 | 90
BMA_4 | BMA_N_Z_110 | BMA_N_Z_33 | 1 | 2 | 0.00585 | 0.25803 | 0 | 112.5 | 90
BAN_1 | BAN_N_Z_110 | BAN_N_Z_33 | 1 | 2 | 0.00513 | 0.12399 | 0 | 37.5 | 30
BAN_2 | BAN_N_Z_110 | BAN_N_Z_33 | 1 | 2 | 0.0057 | 0.1242 | 0 | 37.5 | 30
BAN_3 | BAN_N_Z_110 | BAN_N_Z_33 | 1 | 2 | 0.0057 | 0.12501 | 0 | 37.5 | 30
BAN_4 | BAN_N_Z_110 | BAN_N_Z_33 | 1 | 2 | 0.0057 | 0.1245 | 0 | 37.5 | 30
BNH_1 | BNH_N_Z_110 | BNH_N_Z_33 | 1 | 2 | 0.00333 | 0.21771 | 0 | 112.5 | 90
BNH_2 | BNH_N_Z_110 | BNH_N_Z_33 | 1 | 2 | 0.00342 | 0.21717 | 0 | 112.5 | 90
BNM_1 | BNM_N_Z_110 | BNM_N_Z_33 | 1 | 2 | 0.00351 | 0.22149 | 0 | 112.5 | 90
BNM_2 | BNM_N_Z_110 | BNM_N_Z_33 | 1 | 2 | 0.00351 | 0.22149 | 0 | 112.5 | 90
BRO | BRO_N_Z_110 | BRO_N_Z_33 | 1 | 2 | 0.0035 | 0.16 | 0 | 125 | 100
CAR_1 | CAR_N_Z_110 | CAR_N_Z_33 | 1 | 2 | 0.00351 | 0.2232 | 0 | 112.5 | 90
CAR_2 | CAR_N_Z_110 | CAR_N_Z_33 | 1 | 2 | 0.00351 | 0.2232 | 0 | 112.5 | 90
CEN_1 | CEN_N_Z_110 | CEN_N_Z_33 | 1 | 2 | 0.00333 | 0.21798 | 0 | 112.5 | 90
CEN_2 | CEN_N_Z_110 | CEN_N_Z_33 | 1 | 2 | 0.00342 | 0.21771 | 0 | 112.5 | 90
COL (N)_1 | COL_N_Z_110 | COL_N_Z_33 | 1 | 2 | 0.00444 | 0.15072 | 0 | 75 | 60
COL (N)_2 | COL_N_Z_110 | COL_N_Z_33 | 1 | 2 | 0.0045 | 0.15048 | 0 | 75 | 60
CPS_1_110/33 | CPS_N_Z_110 | CPS_N_Z_33 | 1 | 2 | 0.00783 | 0.23031 | 0 | 112.5 | 90
CPS_2_110/33 | CPS_N_Z_110 | CPS_N_Z_33 | 1 | 2 | 0.00783 | 0.23157 | 0 | 112.5 | 90
CRG_1 | CRG_N_Z_110 | CRG_N_Z_33 | 1 | 2 | 0.00444 | 0.1509 | 0 | 75 | 60
CRG_2 | CRG_N_Z_110 | CRG_N_Z_33 | 1 | 2 | 0.00444 | 0.15048 | 0 | 75 | 60
CRE_1 | CRE_N_Z_110 | CRE_N_Z_33 | 1 | 2 | 0.006825 | 0.14648 | 0 | 93.75 | 75
CRE_2 | CRE_N_Z_110 | CRE_N_Z_33 | 1 | 2 | 0.006825 | 0.14753 | 0 | 93.75 | 75
DON_1 | DON_N_Z_110 | DON_N_Z_33 | 1 | 2 | 0.00714 | 0.21642 | 0 | 75 | 60
DON_2 | DON_N_Z_110 | DON_N_Z_33 | 1 | 2 | 0.00714 | 0.21948 | 0 | 75 | 60
DON_3 | DON_N_Z_110 | DON_N_Z_33 | 1 | 2 | 0.0036 | 0.21627 | 0 | 112.5 | 90
DON_4 | DON_N_Z_110 | DON_N_Z_33 | 1 | 2 | 0.00714 | 0.21948 | 0 | 75 | 60
DRU (N)_1 | DRU_N_Z_110 | DRU_N_Z_33 | 1 | 2 | 0.00549 | 0.21807 | 0 | 112.5 | 90
DRU (N)_2 | DRU_N_Z_110 | DRU_N_Z_33 | 1 | 2 | 0.00549 | 0.21834 | 0 | 112.5 | 90
CRR | CRR_N_Z_110 | CRR_N_Z_33 | 1 | 2 | 0.00351 | 0.22149 | 0 | 112.5 | 90
DUN_1 | DUN_N_Z_110 | DUN_N_Z_33 | 1 | 2 | 0.00783 | 0.23094 | 0 | 112.5 | 90
DUN_2 | DUN_N_Z_110 | DUN_N_Z_33 | 1 | 2 | 0.00783 | 0.23391 | 0 | 112.5 | 90
EDE_1 | EDE_N_Z_110 | EDE_N_Z_33 | 1 | 2 | 0.005625 | 0.12298 | 0 | 56.25 | 45
EDE_2 | EDE_N_Z_110 | EDE_N_Z_33 | 1 | 2 | 0.005535 | 0.12321 | 0 | 56.25 | 45
ENN (N)_1 | ENN_N_Z_110 | ENN_N_Z_33 | 1 | 2 | 0.00567 | 0.1224 | 0 | 56.25 | 45
ENN (N)_2 | ENN_N_Z_110 | ENN_N_Z_33 | 1 | 2 | 0.00567 | 0.12298 | 0 | 56.25 | 45
ENN (N)_3 | ENN_N_Z_110 | ENN_N_Z_33 | 1 | 2 | 0.00468 | 0.15072 | 0 | 75 | 60
FIN (N)_1 | FIN_N_Z_110 | FIN_N_Z_33 | 1 | 2 | 0.00342 | 0.11399 | 0 | 56.25 | 45
FIN (N)_2 | FIN_N_Z_110 | FIN_N_Z_33 | 1 | 2 | 0.00342 | 0.11471 | 0 | 56.25 | 45
GLE (N) | GLE_N_Z_110 | GLE_N_Z_33 | 1 | 2 | 0.00714 | 0.16152 | 0 | 75 | 60
GOR (N) | GOR_N_Z_110 | GOR_N_Z_33 | 1 | 2 | 0.00351 | 0.22149 | 0 | 112.5 | 90
KMT | KMT_N_Z_110 | KMT_N_Z_33 | 1 | 2 | 0.00351 | 0.22149 | 0 | 112.5 | 90
KNO_1 | KNO_N_Z_110 | KNO_N_Z_33 | 1 | 2 | 0.00351 | 0.22149 | 0 | 112.5 | 90
KNO_2 | KNO_N_Z_110 | KNO_N_Z_33 | 1 | 2 | 0.00351 | 0.22149 | 0 | 112.5 | 90
LAR_1 | LAR_N_Z_110 | LAR_N_Z_33 | 1 | 2 | 0.00522 | 0.12501 | 0 | 56.25 | 45
LAR_2 | LAR_N_Z_110 | LAR_N_Z_33 | 1 | 2 | 0.00522 | 0.1247 | 0 | 56.25 | 45
LIM (N)_1 | LIM_N_Z_110 | LIM_N_Z_33 | 1 | 2 | 0.005625 | 0.1264 | 0 | 56.25 | 45
LIM (N)_2 | LIM_N_Z_110 | LIM_N_Z_33 | 1 | 2 | 0.00549 | 0.12438 | 0 | 56.25 | 45
LIS (N)_1 | LIS_N_Z_110 | LIS_N_Z_33 | 1 | 2 | 0.00783 | 0.2286 | 0 | 112.5 | 90
LIS (N)_2 | LIS_N_Z_110 | LIS_N_Z_33 | 1 | 2 | 0.00774 | 0.23121 | 0 | 112.5 | 90
LMR_1 | LMR_N_Z_110 | LMR_N_Z_33 | 1 | 2 | 0.00342 | 0.1143 | 0 | 56.25 | 45
LMR_2 | LMR_N_Z_110 | LMR_N_Z_33 | 1 | 2 | 0.00342 | 0.11399 | 0 | 56.25 | 45
LOG_1 | LOG_N_Z_110 | LOG_N_Z_33 | 1 | 2 | 0.00576 | 0.12321 | 0 | 56.25 | 45
LOG_2 | LOG_N_Z_110 | LOG_N_Z_33 | 1 | 2 | 0.00576 | 0.126 | 0 | 56.25 | 45
NAR_1 | NAR_N_Z_110 | NAR_N_Z_33 | 1 | 2 | 0.0045 | 0.1503 | 0 | 75 | 60
NAR_2 | NAR_N_Z_110 | NAR_N_Z_33 | 1 | 2 | 0.00438 | 0.15 | 0 | 75 | 60
NEW (N)_1 | NEW_N_Z_110 | NEW_N_Z_33 | 1 | 2 | 0.00342 | 0.21843 | 0 | 112.5 | 90
NEW (N)_2 | NEW_N_Z_110 | NEW_N_Z_33 | 1 | 2 | 0.00342 | 0.21771 | 0 | 112.5 | 90
OMA_1 | OMA_N_Z_110 | OMA_N_Z_33 | 1 | 2 | 0.00351 | 0.22329 | 0 | 112.5 | 90
OMA_2 | OMA_N_Z_110 | OMA_N_Z_33 | 1 | 2 | 0.00351 | 0.2241 | 0 | 112.5 | 90
RSK | RSK_N_Z_110 | RSK_N_Z_33 | 1 | 2 | 0.00351 | 0.22149 | 0 | 112.5 | 90
RAT (N)_1 | RAT_N_Z_110 | RAT_N_Z_33 | 1 | 2 | 0.00783 | 0.22941 | 0 | 112.5 | 90
RAT (N)_2 | RAT_N_Z_110 | RAT_N_Z_33 | 1 | 2 | 0.00414 | 0.21618 | 0 | 112.5 | 90
ROS_1 | ROS_N_Z_110 | ROS_N_Z_33 | 1 | 2 | 0.00783 | 0.23184 | 0 | 112.5 | 90
ROS_2 | ROS_N_Z_110 | ROS_N_Z_33 | 1 | 2 | 0.00783 | 0.22797 | 0 | 112.5 | 90
SPR_1 | SPR_N_Z_110 | SPR_N_Z_33 | 1 | 2 | 0.00351 | 0.2223 | 0 | 112.5 | 90
SPR_2 | SPR_N_Z_110 | SPR_N_Z_33 | 1 | 2 | 0.00351 | 0.22239 | 0 | 112.5 | 90
STR (N)_1 | STR_N_Z_110 | STR_N_Z_33 | 1 | 2 | 0.00342 | 0.11349 | 0 | 56.25 | 45
STR (N)_2 | STR_N_Z_110 | STR_N_Z_33 | 1 | 2 | 0.00342 | 0.11322 | 0 | 56.25 | 45
TRE | TRE_N_Z_110 | TRE_N_Z_33 | 1 | 2 | 0.00351 | 0.22149 | 0 | 112.5 | 90
TMN | TMN_N_Z_110 | TMN_N_Z_33 | 1 | 2 | 0.0159 | 0.18456 | 0 | 75 | 60
WAR_1 | WAR_N_Z_110 | WAR_N_Z_33 | 1 | 2 | 0.00351 | 0.22329 | 0 | 112.5 | 90
WAR_2 | WAR_N_Z_110 | WAR_N_Z_33 | 1 | 2 | 0.00351 | 0.22392 | 0 | 112.5 | 90
BPS_1 | BPS_N_Z_275 | BPS_N_Z_110 | 1 | 2 | 0.0018 | 0.0641 | 0 | 300 | 240
BPS_2 | BPS_N_Z_275 | BPS_N_Z_110 | 1 | 2 | 0.0018 | 0.0641 | 0 | 300 | 240
CAS_1 | CAS_N_Z_275 | CAS_N_Z_110 | 1 | 2 | 0.0014 | 0.0639 | 0 | 300 | 240
CAS_2 | CAS_N_Z_275 | CAS_N_Z_110 | 1 | 2 | 0.0018 | 0.0641 | 0 | 300 | 240
CAS_3 | CAS_N_Z_275 | CAS_N_Z_110 | 1 | 2 | 0.0018 | 0.0656 | 0 | 300 | 240
CPS_1 | CPS_N_Z_275 | CPS_N_Z_110 | 1 | 2 | 0.001 | 0.0699 | 0 | 300 | 240
CPS_2 | CPS_N_Z_275 | CPS_N_Z_110 | 1 | 2 | 0.0014 | 0.0639 | 0 | 300 | 240
HAN_1 | HAN_N_Z_275 | HAN_N_Z_110 | 1 | 2 | 0.0018 | 0.0591 | 0 | 300 | 240
HAN_2 | HAN_N_Z_275 | HAN_N_Z_110 | 1 | 2 | 0.0018 | 0.0591 | 0 | 300 | 240
HAN_3 | HAN_N_Z_275 | HAN_N_Z_110 | 1 | 2 | 0.001 | 0.07 | 0 | 300 | 240
KEL_1 | KEL_N_Z_275 | KEL_N_Z_110 | 1 | 2 | 0.0018 | 0.0609 | 0 | 300 | 240
KEL_2 | KEL_N_Z_275 | KEL_N_Z_110 | 1 | 2 | 0.0018 | 0.0607 | 0 | 300 | 240
TAN_1 | TAN_N_Z_275 | TAN_N_Z_110 | 1 | 2 | 0.0018 | 0.0641 | 0 | 300 | 240
TAN_2 | TAN_N_Z_275 | TAN_N_Z_110 | 1 | 2 | 0.0018 | 0.0641 | 0 | 300 | 240
TAN_3 | TAN_N_Z_275 | TAN_N_Z_110 | 1 | 2 | 0.001 | 0.0698 | 0 | 300 | 240
TMN_1 | TMN_N_Z_275 | TMN_N_Z_110 | 1 | 2 | 0.0014 | 0.0644 | 0 | 300 | 240
TMN_2 | TMN_N_Z_275 | TMN_N_Z_110 | 1 | 2 | 0.0014 | 0.0644 | 0 | 300 | 240
Note on I1: [Threaded comment] Your version of Excel allows you to read this threaded comment; however, any edits to it will get removed if the file is opened in a newer version of Excel. Learn more: https://go.microsoft.com/fwlink/?linkid=870924 Comment: Unvalidated assumption of 125% of continuous rating.
Note on F169: Richard Nayer: Winding 1-2

## ts_TLmax
timestep | AD_T2101 | ARK_T2101 | ARK_T2102 | BLC_T2101 | BVK_T2101 | BVK_T2102 | BYH_T2101 | BYH_T2102 | CBT_T2101 | CBT_T2102 | CBT_T2103 | CBT_T2104 | CDU_T2101 | CDU_T2102 | CKM_T2101 | CKM_T2102 | CKM_T2103 | CKM_T2104 | CLA_T2102 | CSH_T2101 | CSH_T2102 | CSH_T2104 | CNB_T4101 | CNB_T4102 | CUL_T2101 | DSN_T4201 | DSN_T4202 | FIN_T2101 | FIN_T2102 | FIN_T2103 | FIN_T2104 | FIN_T2105 | FLA_T2101 | FLA_T2102 | GI_T2101 | GI_T2102 | GOR_T2101 | INC_T2102 | INC_T2104 | INC_T2101 | INC_T2103 | KLN_T2101 | KLN_T2102 | KLN_T2103 | KLN_T2104 | KLP_T2101 | KLP_T2102 | KLS_T2101 | KLS_T2102 | KNR_T2101 | KNR_T2102 | BLC_BELCAMP | CLA_T2101 | KRA_T2101 | KRA_T2102 | LWD_T2101 | LOU_T2101 | LOU_T2103 | LOU_T2102 | LOU_T2104 | LOU_AT1 | LOU_AT2 | LOU_AT3 | MAY_T2101 | MAY_T2102 | MAY_T2103 | MAY_T2104 | MP_T4202_01 | MP_T2101 | MP_T4202_2 | OST_T4202 | PB_T2103 | PB_T2104 | RAF_T2101 | RAF_T2102 | SH_T2102 | SH_T2101 | SRA_T2102 | TB_T2101 | TB_T2102 | WOO_T4201 | WOO_T4202 | WOO_T4204 | WOO_WOODLAND | AGH_1 | AIR_1 | AIR_2 | ANT_1 | ANT_2 | MKL_1 | MKL_2 | BMA_1 | BMA_2 | BMA_3 | BMA_4 | BAN_1 | BAN_2 | BAN_3 | BAN_4 | BNH_1 | BNH_2 | BNM_1 | BNM_2 | BRO | CAR_1 | CAR_2 | CEN_1 | CEN_2 | COL (N)_1 | COL (N)_2 | CPS_1_110/33 | CPS_2_110/33 | CRG_1 | CRG_2 | CRE_1 | CRE_2 | DON_1 | DON_2 | DON_3 | DON_4 | DRU (N)_1 | DRU (N)_2 | CRR | DUN_1 | DUN_2 | EDE_1 | EDE_2 | ENN (N)_1 | ENN (N)_2 | ENN (N)_3 | FIN (N)_1 | FIN (N)_2 | GLE (N) | GOR (N) | KMT | KNO_1 | KNO_2 | LAR_1 | LAR_2 | LIM (N)_1 | LIM (N)_2 | LIS (N)_1 | LIS (N)_2 | LMR_1 | LMR_2 | LOG_1 | LOG_2 | NAR_1 | NAR_2 | NEW (N)_1 | NEW (N)_2 | OMA_1 | OMA_2 | RSK | RAT (N)_1 | RAT (N)_2 | ROS_1 | ROS_2 | SPR_1 | SPR_2 | STR (N)_1 | STR (N)_2 | TRE | TMN | WAR_1 | WAR_2 | BPS_1 | BPS_2 | CAS_1 | CAS_2 | CAS_3 | CPS_1 | CPS_2 | HAN_1 | HAN_2 | HAN_3 | KEL_1 | KEL_2 | TAN_1
05/07/25 00:00 | 125 | 63 | 125 | 250 | 250 | 250 | 250 | 250 | 250 | 250 | 250 | 250 | 250 | 250 | 250 | 250 | 250 | 250 | 250 | 238 | 250 | 175 | 500 | 500 | 250 | 500 | 500 | 250 | 250 | 250 | 250 | 250 | 125 | 125 | 125 | 125 | 250 | 250 | 250 | 250 | 250 | 63 | 63 | 250 | 125 | 250 | 250 | 125 | 125 | 250 | 250 | 250 | 250 | 250 | 250 | 250 | 125 | 125 | 125 | 250 | 300 | 600 | 300 | 125 | 238 | 125 | 250 | 500 | 250 | 500 | 500 | 250 | 250 | 238 | 250 | 125 | 125 | 250 | 238 | 238 | 500 | 500 | 550 | 582 | 90 | 60 | 60 | 90 | 90 | 90 | 90 | 90 | 90 | 90 | 90 | 30 | 30 | 30 | 30 | 90 | 90 | 90 | 90 | 100 | 90 | 90 | 90 | 90 | 60 | 60 | 90 | 90 | 60 | 60 | 75 | 75 | 60 | 60 | 90 | 60 | 90 | 90 | 90 | 90 | 90 | 45 | 45 | 45 | 45 | 60 | 45 | 45 | 60 | 90 | 90 | 90 | 90 | 45 | 45 | 45 | 45 | 90 | 90 | 45 | 45 | 45 | 45 | 60 | 60 | 90 | 90 | 90 | 90 | 90 | 90 | 90 | 90 | 90 | 90 | 90 | 45 | 45 | 90 | 60 | 90 | 90 | 240 | 240 | 240 | 240 | 240 | 240 | 240 | 240 | 240 | 240 | 240 | 240 | 240
05/07/25 00:30 | 125 | 63 | 125 | 250 | 250 | 250 | 250 | 250 | 250 | 250 | 250 | 250 | 250 | 250 | 250 | 250 | 250 | 250 | 250 | 238 | 250 | 175 | 500 | 500 | 250 | 500 | 500 | 250 | 250 | 250 | 250 | 250 | 125 | 125 | 125 | 125 | 250 | 250 | 250 | 250 | 250 | 63 | 63 | 250 | 125 | 250 | 250 | 125 | 125 | 250 | 250 | 250 | 250 | 250 | 250 | 250 | 125 | 125 | 125 | 250 | 300 | 600 | 300 | 125 | 238 | 125 | 250 | 500 | 250 | 500 | 500 | 250 | 250 | 238 | 250 | 125 | 125 | 250 | 238 | 238 | 500 | 500 | 550 | 582 | 90 | 60 | 60 | 90 | 90 | 90 | 90 | 90 | 90 | 90 | 90 | 30 | 30 | 30 | 30 | 90 | 90 | 90 | 90 | 100 | 90 | 90 | 90 | 90 | 60 | 60 | 90 | 90 | 60 | 60 | 75 | 75 | 60 | 60 | 90 | 60 | 90 | 90 | 90 | 90 | 90 | 45 | 45 | 45 | 45 | 60 | 45 | 45 | 60 | 90 | 90 | 90 | 90 | 45 | 45 | 45 | 45 | 90 | 90 | 45 | 45 | 45 | 45 | 60 | 60 | 90 | 90 | 90 | 90 | 90 | 90 | 90 | 90 | 90 | 90 | 90 | 45 | 45 | 90 | 60 | 90 | 90 | 240 | 240 | 240 | 240 | 240 | 240 | 240 | 240 | 240 | 240 | 240 | 240 | 240
05/07/25 01:00 | 125 | 63 | 125 | 250 | 250 | 250 | 250 | 250 | 250 | 250 | 250 | 250 | 250 | 250 | 250 | 250 | 250 | 250 | 250 | 238 | 250 | 175 | 500 | 500 | 250 | 500 | 500 | 250 | 250 | 250 | 250 | 250 | 125 | 125 | 125 | 125 | 250 | 250 | 250 | 250 | 250 | 63 | 63 | 250 | 125 | 250 | 250 | 125 | 125 | 250 | 250 | 250 | 250 | 250 | 250 | 250 | 125 | 125 | 125 | 250 | 300 | 600 | 300 | 125 | 238 | 125 | 250 | 500 | 250 | 500 | 500 | 250 | 250 | 238 | 250 | 125 | 125 | 250 | 238 | 238 | 500 | 500 | 550 | 582 | 90 | 60 | 60 | 90 | 90 | 90 | 90 | 90 | 90 | 90 | 90 | 30 | 30 | 30 | 30 | 90 | 90 | 90 | 90 | 100 | 90 | 90 | 90 | 90 | 60 | 60 | 90 | 90 | 60 | 60 | 75 | 75 | 60 | 60 | 90 | 60 | 90 | 90 | 90 | 90 | 90 | 45 | 45 | 45 | 45 | 60 | 45 | 45 | 60 | 90 | 90 | 90 | 90 | 45 | 45 | 45 | 45 | 90 | 90 | 45 | 45 | 45 | 45 | 60 | 60 | 90 | 90 | 90 | 90 | 90 | 90 | 90 | 90 | 90 | 90 | 90 | 45 | 45 | 90 | 60 | 90 | 90 | 240 | 240 | 240 | 240 | 240 | 240 | 240 | 240 | 240 | 240 | 240 | 240 | 240
05/07/25 01:30 | 125 | 63 | 125 | 250 | 250 | 250 | 250 | 250 | 250 | 250 | 250 | 250 | 250 | 250 | 250 | 250 | 250 | 250 | 250 | 238 | 250 | 175 | 500 | 500 | 250 | 500 | 500 | 250 | 250 | 250 | 250 | 250 | 125 | 125 | 125 | 125 | 250 | 250 | 250 | 250 | 250 | 63 | 63 | 250 | 125 | 250 | 250 | 125 | 125 | 250 | 250 | 250 | 250 | 250 | 250 | 250 | 125 | 125 | 125 | 250 | 300 | 600 | 300 | 125 | 238 | 125 | 250 | 500 | 250 | 500 | 500 | 250 | 250 | 238 | 250 | 125 | 125 | 250 | 238 | 238 | 500 | 500 | 550 | 582 | 90 | 60 | 60 | 90 | 90 | 90 | 90 | 90 | 90 | 90 | 90 | 30 | 30 | 30 | 30 | 90 | 90 | 90 | 90 | 100 | 90 | 90 | 90 | 90 | 60 | 60 | 90 | 90 | 60 | 60 | 75 | 75 | 60 | 60 | 90 | 60 | 90 | 90 | 90 | 90 | 90 | 45 | 45 | 45 | 45 | 60 | 45 | 45 | 60 | 90 | 90 | 90 | 90 | 45 | 45 | 45 | 45 | 90 | 90 | 45 | 45 | 45 | 45 | 60 | 60 | 90 | 90 | 90 | 90 | 90 | 90 | 90 | 90 | 90 | 90 | 90 | 45 | 45 | 90 | 60 | 90 | 90 | 240 | 240 | 240 | 240 | 240 | 240 | 240 | 240 | 240 | 240 | 240 | 240 | 240
05/07/25 02:00 | 125 | 63 | 125 | 250 | 250 | 250 | 250 | 250 | 250 | 250 | 250 | 250 | 250 | 250 | 250 | 250 | 250 | 250 | 250 | 238 | 250 | 175 | 500 | 500 | 250 | 500 | 500 | 250 | 250 | 250 | 250 | 250 | 125 | 125 | 125 | 125 | 250 | 250 | 250 | 250 | 250 | 63 | 63 | 250 | 125 | 250 | 250 | 125 | 125 | 250 | 250 | 250 | 250 | 250 | 250 | 250 | 125 | 125 | 125 | 250 | 300 | 600 | 300 | 125 | 238 | 125 | 250 | 500 | 250 | 500 | 500 | 250 | 250 | 238 | 250 | 125 | 125 | 250 | 238 | 238 | 500 | 500 | 550 | 582 | 90 | 60 | 60 | 90 | 90 | 90 | 90 | 90 | 90 | 90 | 90 | 30 | 30 | 30 | 30 | 90 | 90 | 90 | 90 | 100 | 90 | 90 | 90 | 90 | 60 | 60 | 90 | 90 | 60 | 60 | 75 | 75 | 60 | 60 | 90 | 60 | 90 | 90 | 90 | 90 | 90 | 45 | 45 | 45 | 45 | 60 | 45 | 45 | 60 | 90 | 90 | 90 | 90 | 45 | 45 | 45 | 45 | 90 | 90 | 45 | 45 | 45 | 45 | 60 | 60 | 90 | 90 | 90 | 90 | 90 | 90 | 90 | 90 | 90 | 90 | 90 | 45 | 45 | 90 | 60 | 90 | 90 | 240 | 240 | 240 | 240 | 240 | 240 | 240 | 240 | 240 | 240 | 240 | 240 | 240
05/07/25 02:30 | 125 | 63 | 125 | 250 | 250 | 250 | 250 | 250 | 250 | 250 | 250 | 250 | 250 | 250 | 250 | 250 | 250 | 250 | 250 | 238 | 250 | 175 | 500 | 500 | 250 | 500 | 500 | 250 | 250 | 250 | 250 | 250 | 125 | 125 | 125 | 125 | 250 | 250 | 250 | 250 | 250 | 63 | 63 | 250 | 125 | 250 | 250 | 125 | 125 | 250 | 250 | 250 | 250 | 250 | 250 | 250 | 125 | 125 | 125 | 250 | 300 | 600 | 300 | 125 | 238 | 125 | 250 | 500 | 250 | 500 | 500 | 250 | 250 | 238 | 250 | 125 | 125 | 250 | 238 | 238 | 500 | 500 | 550 | 582 | 90 | 60 | 60 | 90 | 90 | 90 | 90 | 90 | 90 | 90 | 90 | 30 | 30 | 30 | 30 | 90 | 90 | 90 | 90 | 100 | 90 | 90 | 90 | 90 | 60 | 60 | 90 | 90 | 60 | 60 | 75 | 75 | 60 | 60 | 90 | 60 | 90 | 90 | 90 | 90 | 90 | 45 | 45 | 45 | 45 | 60 | 45 | 45 | 60 | 90 | 90 | 90 | 90 | 45 | 45 | 45 | 45 | 90 | 90 | 45 | 45 | 45 | 45 | 60 | 60 | 90 | 90 | 90 | 90 | 90 | 90 | 90 | 90 | 90 | 90 | 90 | 45 | 45 | 90 | 60 | 90 | 90 | 240 | 240 | 240 | 240 | 240 | 240 | 240 | 240 | 240 | 240 | 240 | 240 | 240
05/07/25 03:00 | 125 | 63 | 125 | 250 | 250 | 250 | 250 | 250 | 250 | 250 | 250 | 250 | 250 | 250 | 250 | 250 | 250 | 250 | 250 | 238 | 250 | 175 | 500 | 500 | 250 | 500 | 500 | 250 | 250 | 250 | 250 | 250 | 125 | 125 | 125 | 125 | 250 | 250 | 250 | 250 | 250 | 63 | 63 | 250 | 125 | 250 | 250 | 125 | 125 | 250 | 250 | 250 | 250 | 250 | 250 | 250 | 125 | 125 | 125 | 250 | 300 | 600 | 300 | 125 | 238 | 125 | 250 | 500 | 250 | 500 | 500 | 250 | 250 | 238 | 250 | 125 | 125 | 250 | 238 | 238 | 500 | 500 | 550 | 582 | 90 | 60 | 60 | 90 | 90 | 90 | 90 | 90 | 90 | 90 | 90 | 30 | 30 | 30 | 30 | 90 | 90 | 90 | 90 | 100 | 90 | 90 | 90 | 90 | 60 | 60 | 90 | 90 | 60 | 60 | 75 | 75 | 60 | 60 | 90 | 60 | 90 | 90 | 90 | 90 | 90 | 45 | 45 | 45 | 45 | 60 | 45 | 45 | 60 | 90 | 90 | 90 | 90 | 45 | 45 | 45 | 45 | 90 | 90 | 45 | 45 | 45 | 45 | 60 | 60 | 90 | 90 | 90 | 90 | 90 | 90 | 90 | 90 | 90 | 90 | 90 | 45 | 45 | 90 | 60 | 90 | 90 | 240 | 240 | 240 | 240 | 240 | 240 | 240 | 240 | 240 | 240 | 240 | 240 | 240
05/07/25 03:30 | 125 | 63 | 125 | 250 | 250 | 250 | 250 | 250 | 250 | 250 | 250 | 250 | 250 | 250 | 250 | 250 | 250 | 250 | 250 | 238 | 250 | 175 | 500 | 500 | 250 | 500 | 500 | 250 | 250 | 250 | 250 | 250 | 125 | 125 | 125 | 125 | 250 | 250 | 250 | 250 | 250 | 63 | 63 | 250 | 125 | 250 | 250 | 125 | 125 | 250 | 250 | 250 | 250 | 250 | 250 | 250 | 125 | 125 | 125 | 250 | 300 | 600 | 300 | 125 | 238 | 125 | 250 | 500 | 250 | 500 | 500 | 250 | 250 | 238 | 250 | 125 | 125 | 250 | 238 | 238 | 500 | 500 | 550 | 582 | 90 | 60 | 60 | 90 | 90 | 90 | 90 | 90 | 90 | 90 | 90 | 30 | 30 | 30 | 30 | 90 | 90 | 90 | 90 | 100 | 90 | 90 | 90 | 90 | 60 | 60 | 90 | 90 | 60 | 60 | 75 | 75 | 60 | 60 | 90 | 60 | 90 | 90 | 90 | 90 | 90 | 45 | 45 | 45 | 45 | 60 | 45 | 45 | 60 | 90 | 90 | 90 | 90 | 45 | 45 | 45 | 45 | 90 | 90 | 45 | 45 | 45 | 45 | 60 | 60 | 90 | 90 | 90 | 90 | 90 | 90 | 90 | 90 | 90 | 90 | 90 | 45 | 45 | 90 | 60 | 90 | 90 | 240 | 240 | 240 | 240 | 240 | 240 | 240 | 240 | 240 | 240 | 240 | 240 | 240
05/07/25 04:00 | 125 | 63 | 125 | 250 | 250 | 250 | 250 | 250 | 250 | 250 | 250 | 250 | 250 | 250 | 250 | 250 | 250 | 250 | 250 | 238 | 250 | 175 | 500 | 500 | 250 | 500 | 500 | 250 | 250 | 250 | 250 | 250 | 125 | 125 | 125 | 125 | 250 | 250 | 250 | 250 | 250 | 63 | 63 | 250 | 125 | 250 | 250 | 125 | 125 | 250 | 250 | 250 | 250 | 250 | 250 | 250 | 125 | 125 | 125 | 250 | 300 | 600 | 300 | 125 | 238 | 125 | 250 | 500 | 250 | 500 | 500 | 250 | 250 | 238 | 250 | 125 | 125 | 250 | 238 | 238 | 500 | 500 | 550 | 582 | 90 | 60 | 60 | 90 | 90 | 90 | 90 | 90 | 90 | 90 | 90 | 30 | 30 | 30 | 30 | 90 | 90 | 90 | 90 | 100 | 90 | 90 | 90 | 90 | 60 | 60 | 90 | 90 | 60 | 60 | 75 | 75 | 60 | 60 | 90 | 60 | 90 | 90 | 90 | 90 | 90 | 45 | 45 | 45 | 45 | 60 | 45 | 45 | 60 | 90 | 90 | 90 | 90 | 45 | 45 | 45 | 45 | 90 | 90 | 45 | 45 | 45 | 45 | 60 | 60 | 90 | 90 | 90 | 90 | 90 | 90 | 90 | 90 | 90 | 90 | 90 | 45 | 45 | 90 | 60 | 90 | 90 | 240 | 240 | 240 | 240 | 240 | 240 | 240 | 240 | 240 | 240 | 240 | 240 | 240
05/07/25 04:30 | 125 | 63 | 125 | 250 | 250 | 250 | 250 | 250 | 250 | 250 | 250 | 250 | 250 | 250 | 250 | 250 | 250 | 250 | 250 | 238 | 250 | 175 | 500 | 500 | 250 | 500 | 500 | 250 | 250 | 250 | 250 | 250 | 125 | 125 | 125 | 125 | 250 | 250 | 250 | 250 | 250 | 63 | 63 | 250 | 125 | 250 | 250 | 125 | 125 | 250 | 250 | 250 | 250 | 250 | 250 | 250 | 125 | 125 | 125 | 250 | 300 | 600 | 300 | 125 | 238 | 125 | 250 | 500 | 250 | 500 | 500 | 250 | 250 | 238 | 250 | 125 | 125 | 250 | 238 | 238 | 500 | 500 | 550 | 582 | 90 | 60 | 60 | 90 | 90 | 90 | 90 | 90 | 90 | 90 | 90 | 30 | 30 | 30 | 30 | 90 | 90 | 90 | 90 | 100 | 90 | 90 | 90 | 90 | 60 | 60 | 90 | 90 | 60 | 60 | 75 | 75 | 60 | 60 | 90 | 60 | 90 | 90 | 90 | 90 | 90 | 45 | 45 | 45 | 45 | 60 | 45 | 45 | 60 | 90 | 90 | 90 | 90 | 45 | 45 | 45 | 45 | 90 | 90 | 45 | 45 | 45 | 45 | 60 | 60 | 90 | 90 | 90 | 90 | 90 | 90 | 90 | 90 | 90 | 90 | 90 | 45 | 45 | 90 | 60 | 90 | 90 | 240 | 240 | 240 | 240 | 240 | 240 | 240 | 240 | 240 | 240 | 240 | 240 | 240
05/07/25 05:00 | 125 | 63 | 125 | 250 | 250 | 250 | 250 | 250 | 250 | 250 | 250 | 250 | 250 | 250 | 250 | 250 | 250 | 250 | 250 | 238 | 250 | 175 | 500 | 500 | 250 | 500 | 500 | 250 | 250 | 250 | 250 | 250 | 125 | 125 | 125 | 125 | 250 | 250 | 250 | 250 | 250 | 63 | 63 | 250 | 125 | 250 | 250 | 125 | 125 | 250 | 250 | 250 | 250 | 250 | 250 | 250 | 125 | 125 | 125 | 250 | 300 | 600 | 300 | 125 | 238 | 125 | 250 | 500 | 250 | 500 | 500 | 250 | 250 | 238 | 250 | 125 | 125 | 250 | 238 | 238 | 500 | 500 | 550 | 582 | 90 | 60 | 60 | 90 | 90 | 90 | 90 | 90 | 90 | 90 | 90 | 30 | 30 | 30 | 30 | 90 | 90 | 90 | 90 | 100 | 90 | 90 | 90 | 90 | 60 | 60 | 90 | 90 | 60 | 60 | 75 | 75 | 60 | 60 | 90 | 60 | 90 | 90 | 90 | 90 | 90 | 45 | 45 | 45 | 45 | 60 | 45 | 45 | 60 | 90 | 90 | 90 | 90 | 45 | 45 | 45 | 45 | 90 | 90 | 45 | 45 | 45 | 45 | 60 | 60 | 90 | 90 | 90 | 90 | 90 | 90 | 90 | 90 | 90 | 90 | 90 | 45 | 45 | 90 | 60 | 90 | 90 | 240 | 240 | 240 | 240 | 240 | 240 | 240 | 240 | 240 | 240 | 240 | 240 | 240
05/07/25 05:30 | 125 | 63 | 125 | 250 | 250 | 250 | 250 | 250 | 250 | 250 | 250 | 250 | 250 | 250 | 250 | 250 | 250 | 250 | 250 | 238 | 250 | 175 | 500 | 500 | 250 | 500 | 500 | 250 | 250 | 250 | 250 | 250 | 125 | 125 | 125 | 125 | 250 | 250 | 250 | 250 | 250 | 63 | 63 | 250 | 125 | 250 | 250 | 125 | 125 | 250 | 250 | 250 | 250 | 250 | 250 | 250 | 125 | 125 | 125 | 250 | 300 | 600 | 300 | 125 | 238 | 125 | 250 | 500 | 250 | 500 | 500 | 250 | 250 | 238 | 250 | 125 | 125 | 250 | 238 | 238 | 500 | 500 | 550 | 582 | 90 | 60 | 60 | 90 | 90 | 90 | 90 | 90 | 90 | 90 | 90 | 30 | 30 | 30 | 30 | 90 | 90 | 90 | 90 | 100 | 90 | 90 | 90 | 90 | 60 | 60 | 90 | 90 | 60 | 60 | 75 | 75 | 60 | 60 | 90 | 60 | 90 | 90 | 90 | 90 | 90 | 45 | 45 | 45 | 45 | 60 | 45 | 45 | 60 | 90 | 90 | 90 | 90 | 45 | 45 | 45 | 45 | 90 | 90 | 45 | 45 | 45 | 45 | 60 | 60 | 90 | 90 | 90 | 90 | 90 | 90 | 90 | 90 | 90 | 90 | 90 | 45 | 45 | 90 | 60 | 90 | 90 | 240 | 240 | 240 | 240 | 240 | 240 | 240 | 240 | 240 | 240 | 240 | 240 | 240
05/07/25 06:00 | 125 | 63 | 125 | 250 | 250 | 250 | 250 | 250 | 250 | 250 | 250 | 250 | 250 | 250 | 250 | 250 | 250 | 250 | 250 | 238 | 250 | 175 | 500 | 500 | 250 | 500 | 500 | 250 | 250 | 250 | 250 | 250 | 125 | 125 | 125 | 125 | 250 | 250 | 250 | 250 | 250 | 63 | 63 | 250 | 125 | 250 | 250 | 125 | 125 | 250 | 250 | 250 | 250 | 250 | 250 | 250 | 125 | 125 | 125 | 250 | 300 | 600 | 300 | 125 | 238 | 125 | 250 | 500 | 250 | 500 | 500 | 250 | 250 | 238 | 250 | 125 | 125 | 250 | 238 | 238 | 500 | 500 | 550 | 582 | 90 | 60 | 60 | 90 | 90 | 90 | 90 | 90 | 90 | 90 | 90 | 30 | 30 | 30 | 30 | 90 | 90 | 90 | 90 | 100 | 90 | 90 | 90 | 90 | 60 | 60 | 90 | 90 | 60 | 60 | 75 | 75 | 60 | 60 | 90 | 60 | 90 | 90 | 90 | 90 | 90 | 45 | 45 | 45 | 45 | 60 | 45 | 45 | 60 | 90 | 90 | 90 | 90 | 45 | 45 | 45 | 45 | 90 | 90 | 45 | 45 | 45 | 45 | 60 | 60 | 90 | 90 | 90 | 90 | 90 | 90 | 90 | 90 | 90 | 90 | 90 | 45 | 45 | 90 | 60 | 90 | 90 | 240 | 240 | 240 | 240 | 240 | 240 | 240 | 240 | 240 | 240 | 240 | 240 | 240
05/07/25 06:30 | 125 | 63 | 125 | 250 | 250 | 250 | 250 | 250 | 250 | 250 | 250 | 250 | 250 | 250 | 250 | 250 | 250 | 250 | 250 | 238 | 250 | 175 | 500 | 500 | 250 | 500 | 500 | 250 | 250 | 250 | 250 | 250 | 125 | 125 | 125 | 125 | 250 | 250 | 250 | 250 | 250 | 63 | 63 | 250 | 125 | 250 | 250 | 125 | 125 | 250 | 250 | 250 | 250 | 250 | 250 | 250 | 125 | 125 | 125 | 250 | 300 | 600 | 300 | 125 | 238 | 125 | 250 | 500 | 250 | 500 | 500 | 250 | 250 | 238 | 250 | 125 | 125 | 250 | 238 | 238 | 500 | 500 | 550 | 582 | 90 | 60 | 60 | 90 | 90 | 90 | 90 | 90 | 90 | 90 | 90 | 30 | 30 | 30 | 30 | 90 | 90 | 90 | 90 | 100 | 90 | 90 | 90 | 90 | 60 | 60 | 90 | 90 | 60 | 60 | 75 | 75 | 60 | 60 | 90 | 60 | 90 | 90 | 90 | 90 | 90 | 45 | 45 | 45 | 45 | 60 | 45 | 45 | 60 | 90 | 90 | 90 | 90 | 45 | 45 | 45 | 45 | 90 | 90 | 45 | 45 | 45 | 45 | 60 | 60 | 90 | 90 | 90 | 90 | 90 | 90 | 90 | 90 | 90 | 90 | 90 | 45 | 45 | 90 | 60 | 90 | 90 | 240 | 240 | 240 | 240 | 240 | 240 | 240 | 240 | 240 | 240 | 240 | 240 | 240
05/07/25 07:00 | 125 | 63 | 125 | 250 | 250 | 250 | 250 | 250 | 250 | 250 | 250 | 250 | 250 | 250 | 250 | 250 | 250 | 250 | 250 | 238 | 250 | 175 | 500 | 500 | 250 | 500 | 500 | 250 | 250 | 250 | 250 | 250 | 125 | 125 | 125 | 125 | 250 | 250 | 250 | 250 | 250 | 63 | 63 | 250 | 125 | 250 | 250 | 125 | 125 | 250 | 250 | 250 | 250 | 250 | 250 | 250 | 125 | 125 | 125 | 250 | 300 | 600 | 300 | 125 | 238 | 125 | 250 | 500 | 250 | 500 | 500 | 250 | 250 | 238 | 250 | 125 | 125 | 250 | 238 | 238 | 500 | 500 | 550 | 582 | 90 | 60 | 60 | 90 | 90 | 90 | 90 | 90 | 90 | 90 | 90 | 30 | 30 | 30 | 30 | 90 | 90 | 90 | 90 | 100 | 90 | 90 | 90 | 90 | 60 | 60 | 90 | 90 | 60 | 60 | 75 | 75 | 60 | 60 | 90 | 60 | 90 | 90 | 90 | 90 | 90 | 45 | 45 | 45 | 45 | 60 | 45 | 45 | 60 | 90 | 90 | 90 | 90 | 45 | 45 | 45 | 45 | 90 | 90 | 45 | 45 | 45 | 45 | 60 | 60 | 90 | 90 | 90 | 90 | 90 | 90 | 90 | 90 | 90 | 90 | 90 | 45 | 45 | 90 | 60 | 90 | 90 | 240 | 240 | 240 | 240 | 240 | 240 | 240 | 240 | 240 | 240 | 240 | 240 | 240
05/07/25 07:30 | 125 | 63 | 125 | 250 | 250 | 250 | 250 | 250 | 250 | 250 | 250 | 250 | 250 | 250 | 250 | 250 | 250 | 250 | 250 | 238 | 250 | 175 | 500 | 500 | 250 | 500 | 500 | 250 | 250 | 250 | 250 | 250 | 125 | 125 | 125 | 125 | 250 | 250 | 250 | 250 | 250 | 63 | 63 | 250 | 125 | 250 | 250 | 125 | 125 | 250 | 250 | 250 | 250 | 250 | 250 | 250 | 125 | 125 | 125 | 250 | 300 | 600 | 300 | 125 | 238 | 125 | 250 | 500 | 250 | 500 | 500 | 250 | 250 | 238 | 250 | 125 | 125 | 250 | 238 | 238 | 500 | 500 | 550 | 582 | 90 | 60 | 60 | 90 | 90 | 90 | 90 | 90 | 90 | 90 | 90 | 30 | 30 | 30 | 30 | 90 | 90 | 90 | 90 | 100 | 90 | 90 | 90 | 90 | 60 | 60 | 90 | 90 | 60 | 60 | 75 | 75 | 60 | 60 | 90 | 60 | 90 | 90 | 90 | 90 | 90 | 45 | 45 | 45 | 45 | 60 | 45 | 45 | 60 | 90 | 90 | 90 | 90 | 45 | 45 | 45 | 45 | 90 | 90 | 45 | 45 | 45 | 45 | 60 | 60 | 90 | 90 | 90 | 90 | 90 | 90 | 90 | 90 | 90 | 90 | 90 | 45 | 45 | 90 | 60 | 90 | 90 | 240 | 240 | 240 | 240 | 240 | 240 | 240 | 240 | 240 | 240 | 240 | 240 | 240
05/07/25 08:00 | 125 | 63 | 125 | 250 | 250 | 250 | 250 | 250 | 250 | 250 | 250 | 250 | 250 | 250 | 250 | 250 | 250 | 250 | 250 | 238 | 250 | 175 | 500 | 500 | 250 | 500 | 500 | 250 | 250 | 250 | 250 | 250 | 125 | 125 | 125 | 125 | 250 | 250 | 250 | 250 | 250 | 63 | 63 | 250 | 125 | 250 | 250 | 125 | 125 | 250 | 250 | 250 | 250 | 250 | 250 | 250 | 125 | 125 | 125 | 250 | 300 | 600 | 300 | 125 | 238 | 125 | 250 | 500 | 250 | 500 | 500 | 250 | 250 | 238 | 250 | 125 | 125 | 250 | 238 | 238 | 500 | 500 | 550 | 582 | 90 | 60 | 60 | 90 | 90 | 90 | 90 | 90 | 90 | 90 | 90 | 30 | 30 | 30 | 30 | 90 | 90 | 90 | 90 | 100 | 90 | 90 | 90 | 90 | 60 | 60 | 90 | 90 | 60 | 60 | 75 | 75 | 60 | 60 | 90 | 60 | 90 | 90 | 90 | 90 | 90 | 45 | 45 | 45 | 45 | 60 | 45 | 45 | 60 | 90 | 90 | 90 | 90 | 45 | 45 | 45 | 45 | 90 | 90 | 45 | 45 | 45 | 45 | 60 | 60 | 90 | 90 | 90 | 90 | 90 | 90 | 90 | 90 | 90 | 90 | 90 | 45 | 45 | 90 | 60 | 90 | 90 | 240 | 240 | 240 | 240 | 240 | 240 | 240 | 240 | 240 | 240 | 240 | 240 | 240
05/07/25 08:30 | 125 | 63 | 125 | 250 | 250 | 250 | 250 | 250 | 250 | 250 | 250 | 250 | 250 | 250 | 250 | 250 | 250 | 250 | 250 | 238 | 250 | 175 | 500 | 500 | 250 | 500 | 500 | 250 | 250 | 250 | 250 | 250 | 125 | 125 | 125 | 125 | 250 | 250 | 250 | 250 | 250 | 63 | 63 | 250 | 125 | 250 | 250 | 125 | 125 | 250 | 250 | 250 | 250 | 250 | 250 | 250 | 125 | 125 | 125 | 250 | 300 | 600 | 300 | 125 | 238 | 125 | 250 | 500 | 250 | 500 | 500 | 250 | 250 | 238 | 250 | 125 | 125 | 250 | 238 | 238 | 500 | 500 | 550 | 582 | 90 | 60 | 60 | 90 | 90 | 90 | 90 | 90 | 90 | 90 | 90 | 30 | 30 | 30 | 30 | 90 | 90 | 90 | 90 | 100 | 90 | 90 | 90 | 90 | 60 | 60 | 90 | 90 | 60 | 60 | 75 | 75 | 60 | 60 | 90 | 60 | 90 | 90 | 90 | 90 | 90 | 45 | 45 | 45 | 45 | 60 | 45 | 45 | 60 | 90 | 90 | 90 | 90 | 45 | 45 | 45 | 45 | 90 | 90 | 45 | 45 | 45 | 45 | 60 | 60 | 90 | 90 | 90 | 90 | 90 | 90 | 90 | 90 | 90 | 90 | 90 | 45 | 45 | 90 | 60 | 90 | 90 | 240 | 240 | 240 | 240 | 240 | 240 | 240 | 240 | 240 | 240 | 240 | 240 | 240
05/07/25 09:00 | 125 | 63 | 125 | 250 | 250 | 250 | 250 | 250 | 250 | 250 | 250 | 250 | 250 | 250 | 250 | 250 | 250 | 250 | 250 | 238 | 250 | 175 | 500 | 500 | 250 | 500 | 500 | 250 | 250 | 250 | 250 | 250 | 125 | 125 | 125 | 125 | 250 | 250 | 250 | 250 | 250 | 63 | 63 | 250 | 125 | 250 | 250 | 125 | 125 | 250 | 250 | 250 | 250 | 250 | 250 | 250 | 125 | 125 | 125 | 250 | 300 | 600 | 300 | 125 | 238 | 125 | 250 | 500 | 250 | 500 | 500 | 250 | 250 | 238 | 250 | 125 | 125 | 250 | 238 | 238 | 500 | 500 | 550 | 582 | 90 | 60 | 60 | 90 | 90 | 90 | 90 | 90 | 90 | 90 | 90 | 30 | 30 | 30 | 30 | 90 | 90 | 90 | 90 | 100 | 90 | 90 | 90 | 90 | 60 | 60 | 90 | 90 | 60 | 60 | 75 | 75 | 60 | 60 | 90 | 60 | 90 | 90 | 90 | 90 | 90 | 45 | 45 | 45 | 45 | 60 | 45 | 45 | 60 | 90 | 90 | 90 | 90 | 45 | 45 | 45 | 45 | 90 | 90 | 45 | 45 | 45 | 45 | 60 | 60 | 90 | 90 | 90 | 90 | 90 | 90 | 90 | 90 | 90 | 90 | 90 | 45 | 45 | 90 | 60 | 90 | 90 | 240 | 240 | 240 | 240 | 240 | 240 | 240 | 240 | 240 | 240 | 240 | 240 | 240
05/07/25 09:30 | 125 | 63 | 125 | 250 | 250 | 250 | 250 | 250 | 250 | 250 | 250 | 250 | 250 | 250 | 250 | 250 | 250 | 250 | 250 | 238 | 250 | 175 | 500 | 500 | 250 | 500 | 500 | 250 | 250 | 250 | 250 | 250 | 125 | 125 | 125 | 125 | 250 | 250 | 250 | 250 | 250 | 63 | 63 | 250 | 125 | 250 | 250 | 125 | 125 | 250 | 250 | 250 | 250 | 250 | 250 | 250 | 125 | 125 | 125 | 250 | 300 | 600 | 300 | 125 | 238 | 125 | 250 | 500 | 250 | 500 | 500 | 250 | 250 | 238 | 250 | 125 | 125 | 250 | 238 | 238 | 500 | 500 | 550 | 582 | 90 | 60 | 60 | 90 | 90 | 90 | 90 | 90 | 90 | 90 | 90 | 30 | 30 | 30 | 30 | 90 | 90 | 90 | 90 | 100 | 90 | 90 | 90 | 90 | 60 | 60 | 90 | 90 | 60 | 60 | 75 | 75 | 60 | 60 | 90 | 60 | 90 | 90 | 90 | 90 | 90 | 45 | 45 | 45 | 45 | 60 | 45 | 45 | 60 | 90 | 90 | 90 | 90 | 45 | 45 | 45 | 45 | 90 | 90 | 45 | 45 | 45 | 45 | 60 | 60 | 90 | 90 | 90 | 90 | 90 | 90 | 90 | 90 | 90 | 90 | 90 | 45 | 45 | 90 | 60 | 90 | 90 | 240 | 240 | 240 | 240 | 240 | 240 | 240 | 240 | 240 | 240 | 240 | 240 | 240
05/07/25 10:00 | 125 | 63 | 125 | 250 | 250 | 250 | 250 | 250 | 250 | 250 | 250 | 250 | 250 | 250 | 250 | 250 | 250 | 250 | 250 | 238 | 250 | 175 | 500 | 500 | 250 | 500 | 500 | 250 | 250 | 250 | 250 | 250 | 125 | 125 | 125 | 125 | 250 | 250 | 250 | 250 | 250 | 63 | 63 | 250 | 125 | 250 | 250 | 125 | 125 | 250 | 250 | 250 | 250 | 250 | 250 | 250 | 125 | 125 | 125 | 250 | 300 | 600 | 300 | 125 | 238 | 125 | 250 | 500 | 250 | 500 | 500 | 250 | 250 | 238 | 250 | 125 | 125 | 250 | 238 | 238 | 500 | 500 | 550 | 582 | 90 | 60 | 60 | 90 | 90 | 90 | 90 | 90 | 90 | 90 | 90 | 30 | 30 | 30 | 30 | 90 | 90 | 90 | 90 | 100 | 90 | 90 | 90 | 90 | 60 | 60 | 90 | 90 | 60 | 60 | 75 | 75 | 60 | 60 | 90 | 60 | 90 | 90 | 90 | 90 | 90 | 45 | 45 | 45 | 45 | 60 | 45 | 45 | 60 | 90 | 90 | 90 | 90 | 45 | 45 | 45 | 45 | 90 | 90 | 45 | 45 | 45 | 45 | 60 | 60 | 90 | 90 | 90 | 90 | 90 | 90 | 90 | 90 | 90 | 90 | 90 | 45 | 45 | 90 | 60 | 90 | 90 | 240 | 240 | 240 | 240 | 240 | 240 | 240 | 240 | 240 | 240 | 240 | 240 | 240
05/07/25 10:30 | 125 | 63 | 125 | 250 | 250 | 250 | 250 | 250 | 250 | 250 | 250 | 250 | 250 | 250 | 250 | 250 | 250 | 250 | 250 | 238 | 250 | 175 | 500 | 500 | 250 | 500 | 500 | 250 | 250 | 250 | 250 | 250 | 125 | 125 | 125 | 125 | 250 | 250 | 250 | 250 | 250 | 63 | 63 | 250 | 125 | 250 | 250 | 125 | 125 | 250 | 250 | 250 | 250 | 250 | 250 | 250 | 125 | 125 | 125 | 250 | 300 | 600 | 300 | 125 | 238 | 125 | 250 | 500 | 250 | 500 | 500 | 250 | 250 | 238 | 250 | 125 | 125 | 250 | 238 | 238 | 500 | 500 | 550 | 582 | 90 | 60 | 60 | 90 | 90 | 90 | 90 | 90 | 90 | 90 | 90 | 30 | 30 | 30 | 30 | 90 | 90 | 90 | 90 | 100 | 90 | 90 | 90 | 90 | 60 | 60 | 90 | 90 | 60 | 60 | 75 | 75 | 60 | 60 | 90 | 60 | 90 | 90 | 90 | 90 | 90 | 45 | 45 | 45 | 45 | 60 | 45 | 45 | 60 | 90 | 90 | 90 | 90 | 45 | 45 | 45 | 45 | 90 | 90 | 45 | 45 | 45 | 45 | 60 | 60 | 90 | 90 | 90 | 90 | 90 | 90 | 90 | 90 | 90 | 90 | 90 | 45 | 45 | 90 | 60 | 90 | 90 | 240 | 240 | 240 | 240 | 240 | 240 | 240 | 240 | 240 | 240 | 240 | 240 | 240
05/07/25 11:00 | 125 | 63 | 125 | 250 | 250 | 250 | 250 | 250 | 250 | 250 | 250 | 250 | 250 | 250 | 250 | 250 | 250 | 250 | 250 | 238 | 250 | 175 | 500 | 500 | 250 | 500 | 500 | 250 | 250 | 250 | 250 | 250 | 125 | 125 | 125 | 125 | 250 | 250 | 250 | 250 | 250 | 63 | 63 | 250 | 125 | 250 | 250 | 125 | 125 | 250 | 250 | 250 | 250 | 250 | 250 | 250 | 125 | 125 | 125 | 250 | 300 | 600 | 300 | 125 | 238 | 125 | 250 | 500 | 250 | 500 | 500 | 250 | 250 | 238 | 250 | 125 | 125 | 250 | 238 | 238 | 500 | 500 | 550 | 582 | 90 | 60 | 60 | 90 | 90 | 90 | 90 | 90 | 90 | 90 | 90 | 30 | 30 | 30 | 30 | 90 | 90 | 90 | 90 | 100 | 90 | 90 | 90 | 90 | 60 | 60 | 90 | 90 | 60 | 60 | 75 | 75 | 60 | 60 | 90 | 60 | 90 | 90 | 90 | 90 | 90 | 45 | 45 | 45 | 45 | 60 | 45 | 45 | 60 | 90 | 90 | 90 | 90 | 45 | 45 | 45 | 45 | 90 | 90 | 45 | 45 | 45 | 45 | 60 | 60 | 90 | 90 | 90 | 90 | 90 | 90 | 90 | 90 | 90 | 90 | 90 | 45 | 45 | 90 | 60 | 90 | 90 | 240 | 240 | 240 | 240 | 240 | 240 | 240 | 240 | 240 | 240 | 240 | 240 | 240
05/07/25 11:30 | 125 | 63 | 125 | 250 | 250 | 250 | 250 | 250 | 250 | 250 | 250 | 250 | 250 | 250 | 250 | 250 | 250 | 250 | 250 | 238 | 250 | 175 | 500 | 500 | 250 | 500 | 500 | 250 | 250 | 250 | 250 | 250 | 125 | 125 | 125 | 125 | 250 | 250 | 250 | 250 | 250 | 63 | 63 | 250 | 125 | 250 | 250 | 125 | 125 | 250 | 250 | 250 | 250 | 250 | 250 | 250 | 125 | 125 | 125 | 250 | 300 | 600 | 300 | 125 | 238 | 125 | 250 | 500 | 250 | 500 | 500 | 250 | 250 | 238 | 250 | 125 | 125 | 250 | 238 | 238 | 500 | 500 | 550 | 582 | 90 | 60 | 60 | 90 | 90 | 90 | 90 | 90 | 90 | 90 | 90 | 30 | 30 | 30 | 30 | 90 | 90 | 90 | 90 | 100 | 90 | 90 | 90 | 90 | 60 | 60 | 90 | 90 | 60 | 60 | 75 | 75 | 60 | 60 | 90 | 60 | 90 | 90 | 90 | 90 | 90 | 45 | 45 | 45 | 45 | 60 | 45 | 45 | 60 | 90 | 90 | 90 | 90 | 45 | 45 | 45 | 45 | 90 | 90 | 45 | 45 | 45 | 45 | 60 | 60 | 90 | 90 | 90 | 90 | 90 | 90 | 90 | 90 | 90 | 90 | 90 | 45 | 45 | 90 | 60 | 90 | 90 | 240 | 240 | 240 | 240 | 240 | 240 | 240 | 240 | 240 | 240 | 240 | 240 | 240
05/07/25 12:00 | 125 | 63 | 125 | 250 | 250 | 250 | 250 | 250 | 250 | 250 | 250 | 250 | 250 | 250 | 250 | 250 | 250 | 250 | 250 | 238 | 250 | 175 | 500 | 500 | 250 | 500 | 500 | 250 | 250 | 250 | 250 | 250 | 125 | 125 | 125 | 125 | 250 | 250 | 250 | 250 | 250 | 63 | 63 | 250 | 125 | 250 | 250 | 125 | 125 | 250 | 250 | 250 | 250 | 250 | 250 | 250 | 125 | 125 | 125 | 250 | 300 | 600 | 300 | 125 | 238 | 125 | 250 | 500 | 250 | 500 | 500 | 250 | 250 | 238 | 250 | 125 | 125 | 250 | 238 | 238 | 500 | 500 | 550 | 582 | 90 | 60 | 60 | 90 | 90 | 90 | 90 | 90 | 90 | 90 | 90 | 30 | 30 | 30 | 30 | 90 | 90 | 90 | 90 | 100 | 90 | 90 | 90 | 90 | 60 | 60 | 90 | 90 | 60 | 60 | 75 | 75 | 60 | 60 | 90 | 60 | 90 | 90 | 90 | 90 | 90 | 45 | 45 | 45 | 45 | 60 | 45 | 45 | 60 | 90 | 90 | 90 | 90 | 45 | 45 | 45 | 45 | 90 | 90 | 45 | 45 | 45 | 45 | 60 | 60 | 90 | 90 | 90 | 90 | 90 | 90 | 90 | 90 | 90 | 90 | 90 | 45 | 45 | 90 | 60 | 90 | 90 | 240 | 240 | 240 | 240 | 240 | 240 | 240 | 240 | 240 | 240 | 240 | 240 | 240
05/07/25 12:30 | 125 | 63 | 125 | 250 | 250 | 250 | 250 | 250 | 250 | 250 | 250 | 250 | 250 | 250 | 250 | 250 | 250 | 250 | 250 | 238 | 250 | 175 | 500 | 500 | 250 | 500 | 500 | 250 | 250 | 250 | 250 | 250 | 125 | 125 | 125 | 125 | 250 | 250 | 250 | 250 | 250 | 63 | 63 | 250 | 125 | 250 | 250 | 125 | 125 | 250 | 250 | 250 | 250 | 250 | 250 | 250 | 125 | 125 | 125 | 250 | 300 | 600 | 300 | 125 | 238 | 125 | 250 | 500 | 250 | 500 | 500 | 250 | 250 | 238 | 250 | 125 | 125 | 250 | 238 | 238 | 500 | 500 | 550 | 582 | 90 | 60 | 60 | 90 | 90 | 90 | 90 | 90 | 90 | 90 | 90 | 30 | 30 | 30 | 30 | 90 | 90 | 90 | 90 | 100 | 90 | 90 | 90 | 90 | 60 | 60 | 90 | 90 | 60 | 60 | 75 | 75 | 60 | 60 | 90 | 60 | 90 | 90 | 90 | 90 | 90 | 45 | 45 | 45 | 45 | 60 | 45 | 45 | 60 | 90 | 90 | 90 | 90 | 45 | 45 | 45 | 45 | 90 | 90 | 45 | 45 | 45 | 45 | 60 | 60 | 90 | 90 | 90 | 90 | 90 | 90 | 90 | 90 | 90 | 90 | 90 | 45 | 45 | 90 | 60 | 90 | 90 | 240 | 240 | 240 | 240 | 240 | 240 | 240 | 240 | 240 | 240 | 240 | 240 | 240
05/07/25 13:00 | 125 | 63 | 125 | 250 | 250 | 250 | 250 | 250 | 250 | 250 | 250 | 250 | 250 | 250 | 250 | 250 | 250 | 250 | 250 | 238 | 250 | 175 | 500 | 500 | 250 | 500 | 500 | 250 | 250 | 250 | 250 | 250 | 125 | 125 | 125 | 125 | 250 | 250 | 250 | 250 | 250 | 63 | 63 | 250 | 125 | 250 | 250 | 125 | 125 | 250 | 250 | 250 | 250 | 250 | 250 | 250 | 125 | 125 | 125 | 250 | 300 | 600 | 300 | 125 | 238 | 125 | 250 | 500 | 250 | 500 | 500 | 250 | 250 | 238 | 250 | 125 | 125 | 250 | 238 | 238 | 500 | 500 | 550 | 582 | 90 | 60 | 60 | 90 | 90 | 90 | 90 | 90 | 90 | 90 | 90 | 30 | 30 | 30 | 30 | 90 | 90 | 90 | 90 | 100 | 90 | 90 | 90 | 90 | 60 | 60 | 90 | 90 | 60 | 60 | 75 | 75 | 60 | 60 | 90 | 60 | 90 | 90 | 90 | 90 | 90 | 45 | 45 | 45 | 45 | 60 | 45 | 45 | 60 | 90 | 90 | 90 | 90 | 45 | 45 | 45 | 45 | 90 | 90 | 45 | 45 | 45 | 45 | 60 | 60 | 90 | 90 | 90 | 90 | 90 | 90 | 90 | 90 | 90 | 90 | 90 | 45 | 45 | 90 | 60 | 90 | 90 | 240 | 240 | 240 | 240 | 240 | 240 | 240 | 240 | 240 | 240 | 240 | 240 | 240
05/07/25 13:30 | 125 | 63 | 125 | 250 | 250 | 250 | 250 | 250 | 250 | 250 | 250 | 250 | 250 | 250 | 250 | 250 | 250 | 250 | 250 | 238 | 250 | 175 | 500 | 500 | 250 | 500 | 500 | 250 | 250 | 250 | 250 | 250 | 125 | 125 | 125 | 125 | 250 | 250 | 250 | 250 | 250 | 63 | 63 | 250 | 125 | 250 | 250 | 125 | 125 | 250 | 250 | 250 | 250 | 250 | 250 | 250 | 125 | 125 | 125 | 250 | 300 | 600 | 300 | 125 | 238 | 125 | 250 | 500 | 250 | 500 | 500 | 250 | 250 | 238 | 250 | 125 | 125 | 250 | 238 | 238 | 500 | 500 | 550 | 582 | 90 | 60 | 60 | 90 | 90 | 90 | 90 | 90 | 90 | 90 | 90 | 30 | 30 | 30 | 30 | 90 | 90 | 90 | 90 | 100 | 90 | 90 | 90 | 90 | 60 | 60 | 90 | 90 | 60 | 60 | 75 | 75 | 60 | 60 | 90 | 60 | 90 | 90 | 90 | 90 | 90 | 45 | 45 | 45 | 45 | 60 | 45 | 45 | 60 | 90 | 90 | 90 | 90 | 45 | 45 | 45 | 45 | 90 | 90 | 45 | 45 | 45 | 45 | 60 | 60 | 90 | 90 | 90 | 90 | 90 | 90 | 90 | 90 | 90 | 90 | 90 | 45 | 45 | 90 | 60 | 90 | 90 | 240 | 240 | 240 | 240 | 240 | 240 | 240 | 240 | 240 | 240 | 240 | 240 | 240
05/07/25 14:00 | 125 | 63 | 125 | 250 | 250 | 250 | 250 | 250 | 250 | 250 | 250 | 250 | 250 | 250 | 250 | 250 | 250 | 250 | 250 | 238 | 250 | 175 | 500 | 500 | 250 | 500 | 500 | 250 | 250 | 250 | 250 | 250 | 125 | 125 | 125 | 125 | 250 | 250 | 250 | 250 | 250 | 63 | 63 | 250 | 125 | 250 | 250 | 125 | 125 | 250 | 250 | 250 | 250 | 250 | 250 | 250 | 125 | 125 | 125 | 250 | 300 | 600 | 300 | 125 | 238 | 125 | 250 | 500 | 250 | 500 | 500 | 250 | 250 | 238 | 250 | 125 | 125 | 250 | 238 | 238 | 500 | 500 | 550 | 582 | 90 | 60 | 60 | 90 | 90 | 90 | 90 | 90 | 90 | 90 | 90 | 30 | 30 | 30 | 30 | 90 | 90 | 90 | 90 | 100 | 90 | 90 | 90 | 90 | 60 | 60 | 90 | 90 | 60 | 60 | 75 | 75 | 60 | 60 | 90 | 60 | 90 | 90 | 90 | 90 | 90 | 45 | 45 | 45 | 45 | 60 | 45 | 45 | 60 | 90 | 90 | 90 | 90 | 45 | 45 | 45 | 45 | 90 | 90 | 45 | 45 | 45 | 45 | 60 | 60 | 90 | 90 | 90 | 90 | 90 | 90 | 90 | 90 | 90 | 90 | 90 | 45 | 45 | 90 | 60 | 90 | 90 | 240 | 240 | 240 | 240 | 240 | 240 | 240 | 240 | 240 | 240 | 240 | 240 | 240
05/07/25 14:30 | 125 | 63 | 125 | 250 | 250 | 250 | 250 | 250 | 250 | 250 | 250 | 250 | 250 | 250 | 250 | 250 | 250 | 250 | 250 | 238 | 250 | 175 | 500 | 500 | 250 | 500 | 500 | 250 | 250 | 250 | 250 | 250 | 125 | 125 | 125 | 125 | 250 | 250 | 250 | 250 | 250 | 63 | 63 | 250 | 125 | 250 | 250 | 125 | 125 | 250 | 250 | 250 | 250 | 250 | 250 | 250 | 125 | 125 | 125 | 250 | 300 | 600 | 300 | 125 | 238 | 125 | 250 | 500 | 250 | 500 | 500 | 250 | 250 | 238 | 250 | 125 | 125 | 250 | 238 | 238 | 500 | 500 | 550 | 582 | 90 | 60 | 60 | 90 | 90 | 90 | 90 | 90 | 90 | 90 | 90 | 30 | 30 | 30 | 30 | 90 | 90 | 90 | 90 | 100 | 90 | 90 | 90 | 90 | 60 | 60 | 90 | 90 | 60 | 60 | 75 | 75 | 60 | 60 | 90 | 60 | 90 | 90 | 90 | 90 | 90 | 45 | 45 | 45 | 45 | 60 | 45 | 45 | 60 | 90 | 90 | 90 | 90 | 45 | 45 | 45 | 45 | 90 | 90 | 45 | 45 | 45 | 45 | 60 | 60 | 90 | 90 | 90 | 90 | 90 | 90 | 90 | 90 | 90 | 90 | 90 | 45 | 45 | 90 | 60 | 90 | 90 | 240 | 240 | 240 | 240 | 240 | 240 | 240 | 240 | 240 | 240 | 240 | 240 | 240
05/07/25 15:00 | 125 | 63 | 125 | 250 | 250 | 250 | 250 | 250 | 250 | 250 | 250 | 250 | 250 | 250 | 250 | 250 | 250 | 250 | 250 | 238 | 250 | 175 | 500 | 500 | 250 | 500 | 500 | 250 | 250 | 250 | 250 | 250 | 125 | 125 | 125 | 125 | 250 | 250 | 250 | 250 | 250 | 63 | 63 | 250 | 125 | 250 | 250 | 125 | 125 | 250 | 250 | 250 | 250 | 250 | 250 | 250 | 125 | 125 | 125 | 250 | 300 | 600 | 300 | 125 | 238 | 125 | 250 | 500 | 250 | 500 | 500 | 250 | 250 | 238 | 250 | 125 | 125 | 250 | 238 | 238 | 500 | 500 | 550 | 582 | 90 | 60 | 60 | 90 | 90 | 90 | 90 | 90 | 90 | 90 | 90 | 30 | 30 | 30 | 30 | 90 | 90 | 90 | 90 | 100 | 90 | 90 | 90 | 90 | 60 | 60 | 90 | 90 | 60 | 60 | 75 | 75 | 60 | 60 | 90 | 60 | 90 | 90 | 90 | 90 | 90 | 45 | 45 | 45 | 45 | 60 | 45 | 45 | 60 | 90 | 90 | 90 | 90 | 45 | 45 | 45 | 45 | 90 | 90 | 45 | 45 | 45 | 45 | 60 | 60 | 90 | 90 | 90 | 90 | 90 | 90 | 90 | 90 | 90 | 90 | 90 | 45 | 45 | 90 | 60 | 90 | 90 | 240 | 240 | 240 | 240 | 240 | 240 | 240 | 240 | 240 | 240 | 240 | 240 | 240
05/07/25 15:30 | 125 | 63 | 125 | 250 | 250 | 250 | 250 | 250 | 250 | 250 | 250 | 250 | 250 | 250 | 250 | 250 | 250 | 250 | 250 | 238 | 250 | 175 | 500 | 500 | 250 | 500 | 500 | 250 | 250 | 250 | 250 | 250 | 125 | 125 | 125 | 125 | 250 | 250 | 250 | 250 | 250 | 63 | 63 | 250 | 125 | 250 | 250 | 125 | 125 | 250 | 250 | 250 | 250 | 250 | 250 | 250 | 125 | 125 | 125 | 250 | 300 | 600 | 300 | 125 | 238 | 125 | 250 | 500 | 250 | 500 | 500 | 250 | 250 | 238 | 250 | 125 | 125 | 250 | 238 | 238 | 500 | 500 | 550 | 582 | 90 | 60 | 60 | 90 | 90 | 90 | 90 | 90 | 90 | 90 | 90 | 30 | 30 | 30 | 30 | 90 | 90 | 90 | 90 | 100 | 90 | 90 | 90 | 90 | 60 | 60 | 90 | 90 | 60 | 60 | 75 | 75 | 60 | 60 | 90 | 60 | 90 | 90 | 90 | 90 | 90 | 45 | 45 | 45 | 45 | 60 | 45 | 45 | 60 | 90 | 90 | 90 | 90 | 45 | 45 | 45 | 45 | 90 | 90 | 45 | 45 | 45 | 45 | 60 | 60 | 90 | 90 | 90 | 90 | 90 | 90 | 90 | 90 | 90 | 90 | 90 | 45 | 45 | 90 | 60 | 90 | 90 | 240 | 240 | 240 | 240 | 240 | 240 | 240 | 240 | 240 | 240 | 240 | 240 | 240
05/07/25 16:00 | 125 | 63 | 125 | 250 | 250 | 250 | 250 | 250 | 250 | 250 | 250 | 250 | 250 | 250 | 250 | 250 | 250 | 250 | 250 | 238 | 250 | 175 | 500 | 500 | 250 | 500 | 500 | 250 | 250 | 250 | 250 | 250 | 125 | 125 | 125 | 125 | 250 | 250 | 250 | 250 | 250 | 63 | 63 | 250 | 125 | 250 | 250 | 125 | 125 | 250 | 250 | 250 | 250 | 250 | 250 | 250 | 125 | 125 | 125 | 250 | 300 | 600 | 300 | 125 | 238 | 125 | 250 | 500 | 250 | 500 | 500 | 250 | 250 | 238 | 250 | 125 | 125 | 250 | 238 | 238 | 500 | 500 | 550 | 582 | 90 | 60 | 60 | 90 | 90 | 90 | 90 | 90 | 90 | 90 | 90 | 30 | 30 | 30 | 30 | 90 | 90 | 90 | 90 | 100 | 90 | 90 | 90 | 90 | 60 | 60 | 90 | 90 | 60 | 60 | 75 | 75 | 60 | 60 | 90 | 60 | 90 | 90 | 90 | 90 | 90 | 45 | 45 | 45 | 45 | 60 | 45 | 45 | 60 | 90 | 90 | 90 | 90 | 45 | 45 | 45 | 45 | 90 | 90 | 45 | 45 | 45 | 45 | 60 | 60 | 90 | 90 | 90 | 90 | 90 | 90 | 90 | 90 | 90 | 90 | 90 | 45 | 45 | 90 | 60 | 90 | 90 | 240 | 240 | 240 | 240 | 240 | 240 | 240 | 240 | 240 | 240 | 240 | 240 | 240
05/07/25 16:30 | 125 | 63 | 125 | 250 | 250 | 250 | 250 | 250 | 250 | 250 | 250 | 250 | 250 | 250 | 250 | 250 | 250 | 250 | 250 | 238 | 250 | 175 | 500 | 500 | 250 | 500 | 500 | 250 | 250 | 250 | 250 | 250 | 125 | 125 | 125 | 125 | 250 | 250 | 250 | 250 | 250 | 63 | 63 | 250 | 125 | 250 | 250 | 125 | 125 | 250 | 250 | 250 | 250 | 250 | 250 | 250 | 125 | 125 | 125 | 250 | 300 | 600 | 300 | 125 | 238 | 125 | 250 | 500 | 250 | 500 | 500 | 250 | 250 | 238 | 250 | 125 | 125 | 250 | 238 | 238 | 500 | 500 | 550 | 582 | 90 | 60 | 60 | 90 | 90 | 90 | 90 | 90 | 90 | 90 | 90 | 30 | 30 | 30 | 30 | 90 | 90 | 90 | 90 | 100 | 90 | 90 | 90 | 90 | 60 | 60 | 90 | 90 | 60 | 60 | 75 | 75 | 60 | 60 | 90 | 60 | 90 | 90 | 90 | 90 | 90 | 45 | 45 | 45 | 45 | 60 | 45 | 45 | 60 | 90 | 90 | 90 | 90 | 45 | 45 | 45 | 45 | 90 | 90 | 45 | 45 | 45 | 45 | 60 | 60 | 90 | 90 | 90 | 90 | 90 | 90 | 90 | 90 | 90 | 90 | 90 | 45 | 45 | 90 | 60 | 90 | 90 | 240 | 240 | 240 | 240 | 240 | 240 | 240 | 240 | 240 | 240 | 240 | 240 | 240
05/07/25 17:00 | 125 | 63 | 125 | 250 | 250 | 250 | 250 | 250 | 250 | 250 | 250 | 250 | 250 | 250 | 250 | 250 | 250 | 250 | 250 | 238 | 250 | 175 | 500 | 500 | 250 | 500 | 500 | 250 | 250 | 250 | 250 | 250 | 125 | 125 | 125 | 125 | 250 | 250 | 250 | 250 | 250 | 63 | 63 | 250 | 125 | 250 | 250 | 125 | 125 | 250 | 250 | 250 | 250 | 250 | 250 | 250 | 125 | 125 | 125 | 250 | 300 | 600 | 300 | 125 | 238 | 125 | 250 | 500 | 250 | 500 | 500 | 250 | 250 | 238 | 250 | 125 | 125 | 250 | 238 | 238 | 500 | 500 | 550 | 582 | 90 | 60 | 60 | 90 | 90 | 90 | 90 | 90 | 90 | 90 | 90 | 30 | 30 | 30 | 30 | 90 | 90 | 90 | 90 | 100 | 90 | 90 | 90 | 90 | 60 | 60 | 90 | 90 | 60 | 60 | 75 | 75 | 60 | 60 | 90 | 60 | 90 | 90 | 90 | 90 | 90 | 45 | 45 | 45 | 45 | 60 | 45 | 45 | 60 | 90 | 90 | 90 | 90 | 45 | 45 | 45 | 45 | 90 | 90 | 45 | 45 | 45 | 45 | 60 | 60 | 90 | 90 | 90 | 90 | 90 | 90 | 90 | 90 | 90 | 90 | 90 | 45 | 45 | 90 | 60 | 90 | 90 | 240 | 240 | 240 | 240 | 240 | 240 | 240 | 240 | 240 | 240 | 240 | 240 | 240
05/07/25 17:30 | 125 | 63 | 125 | 250 | 250 | 250 | 250 | 250 | 250 | 250 | 250 | 250 | 250 | 250 | 250 | 250 | 250 | 250 | 250 | 238 | 250 | 175 | 500 | 500 | 250 | 500 | 500 | 250 | 250 | 250 | 250 | 250 | 125 | 125 | 125 | 125 | 250 | 250 | 250 | 250 | 250 | 63 | 63 | 250 | 125 | 250 | 250 | 125 | 125 | 250 | 250 | 250 | 250 | 250 | 250 | 250 | 125 | 125 | 125 | 250 | 300 | 600 | 300 | 125 | 238 | 125 | 250 | 500 | 250 | 500 | 500 | 250 | 250 | 238 | 250 | 125 | 125 | 250 | 238 | 238 | 500 | 500 | 550 | 582 | 90 | 60 | 60 | 90 | 90 | 90 | 90 | 90 | 90 | 90 | 90 | 30 | 30 | 30 | 30 | 90 | 90 | 90 | 90 | 100 | 90 | 90 | 90 | 90 | 60 | 60 | 90 | 90 | 60 | 60 | 75 | 75 | 60 | 60 | 90 | 60 | 90 | 90 | 90 | 90 | 90 | 45 | 45 | 45 | 45 | 60 | 45 | 45 | 60 | 90 | 90 | 90 | 90 | 45 | 45 | 45 | 45 | 90 | 90 | 45 | 45 | 45 | 45 | 60 | 60 | 90 | 90 | 90 | 90 | 90 | 90 | 90 | 90 | 90 | 90 | 90 | 45 | 45 | 90 | 60 | 90 | 90 | 240 | 240 | 240 | 240 | 240 | 240 | 240 | 240 | 240 | 240 | 240 | 240 | 240
05/07/25 18:00 | 125 | 63 | 125 | 250 | 250 | 250 | 250 | 250 | 250 | 250 | 250 | 250 | 250 | 250 | 250 | 250 | 250 | 250 | 250 | 238 | 250 | 175 | 500 | 500 | 250 | 500 | 500 | 250 | 250 | 250 | 250 | 250 | 125 | 125 | 125 | 125 | 250 | 250 | 250 | 250 | 250 | 63 | 63 | 250 | 125 | 250 | 250 | 125 | 125 | 250 | 250 | 250 | 250 | 250 | 250 | 250 | 125 | 125 | 125 | 250 | 300 | 600 | 300 | 125 | 238 | 125 | 250 | 500 | 250 | 500 | 500 | 250 | 250 | 238 | 250 | 125 | 125 | 250 | 238 | 238 | 500 | 500 | 550 | 582 | 90 | 60 | 60 | 90 | 90 | 90 | 90 | 90 | 90 | 90 | 90 | 30 | 30 | 30 | 30 | 90 | 90 | 90 | 90 | 100 | 90 | 90 | 90 | 90 | 60 | 60 | 90 | 90 | 60 | 60 | 75 | 75 | 60 | 60 | 90 | 60 | 90 | 90 | 90 | 90 | 90 | 45 | 45 | 45 | 45 | 60 | 45 | 45 | 60 | 90 | 90 | 90 | 90 | 45 | 45 | 45 | 45 | 90 | 90 | 45 | 45 | 45 | 45 | 60 | 60 | 90 | 90 | 90 | 90 | 90 | 90 | 90 | 90 | 90 | 90 | 90 | 45 | 45 | 90 | 60 | 90 | 90 | 240 | 240 | 240 | 240 | 240 | 240 | 240 | 240 | 240 | 240 | 240 | 240 | 240
05/07/25 18:30 | 125 | 63 | 125 | 250 | 250 | 250 | 250 | 250 | 250 | 250 | 250 | 250 | 250 | 250 | 250 | 250 | 250 | 250 | 250 | 238 | 250 | 175 | 500 | 500 | 250 | 500 | 500 | 250 | 250 | 250 | 250 | 250 | 125 | 125 | 125 | 125 | 250 | 250 | 250 | 250 | 250 | 63 | 63 | 250 | 125 | 250 | 250 | 125 | 125 | 250 | 250 | 250 | 250 | 250 | 250 | 250 | 125 | 125 | 125 | 250 | 300 | 600 | 300 | 125 | 238 | 125 | 250 | 500 | 250 | 500 | 500 | 250 | 250 | 238 | 250 | 125 | 125 | 250 | 238 | 238 | 500 | 500 | 550 | 582 | 90 | 60 | 60 | 90 | 90 | 90 | 90 | 90 | 90 | 90 | 90 | 30 | 30 | 30 | 30 | 90 | 90 | 90 | 90 | 100 | 90 | 90 | 90 | 90 | 60 | 60 | 90 | 90 | 60 | 60 | 75 | 75 | 60 | 60 | 90 | 60 | 90 | 90 | 90 | 90 | 90 | 45 | 45 | 45 | 45 | 60 | 45 | 45 | 60 | 90 | 90 | 90 | 90 | 45 | 45 | 45 | 45 | 90 | 90 | 45 | 45 | 45 | 45 | 60 | 60 | 90 | 90 | 90 | 90 | 90 | 90 | 90 | 90 | 90 | 90 | 90 | 45 | 45 | 90 | 60 | 90 | 90 | 240 | 240 | 240 | 240 | 240 | 240 | 240 | 240 | 240 | 240 | 240 | 240 | 240
05/07/25 19:00 | 125 | 63 | 125 | 250 | 250 | 250 | 250 | 250 | 250 | 250 | 250 | 250 | 250 | 250 | 250 | 250 | 250 | 250 | 250 | 238 | 250 | 175 | 500 | 500 | 250 | 500 | 500 | 250 | 250 | 250 | 250 | 250 | 125 | 125 | 125 | 125 | 250 | 250 | 250 | 250 | 250 | 63 | 63 | 250 | 125 | 250 | 250 | 125 | 125 | 250 | 250 | 250 | 250 | 250 | 250 | 250 | 125 | 125 | 125 | 250 | 300 | 600 | 300 | 125 | 238 | 125 | 250 | 500 | 250 | 500 | 500 | 250 | 250 | 238 | 250 | 125 | 125 | 250 | 238 | 238 | 500 | 500 | 550 | 582 | 90 | 60 | 60 | 90 | 90 | 90 | 90 | 90 | 90 | 90 | 90 | 30 | 30 | 30 | 30 | 90 | 90 | 90 | 90 | 100 | 90 | 90 | 90 | 90 | 60 | 60 | 90 | 90 | 60 | 60 | 75 | 75 | 60 | 60 | 90 | 60 | 90 | 90 | 90 | 90 | 90 | 45 | 45 | 45 | 45 | 60 | 45 | 45 | 60 | 90 | 90 | 90 | 90 | 45 | 45 | 45 | 45 | 90 | 90 | 45 | 45 | 45 | 45 | 60 | 60 | 90 | 90 | 90 | 90 | 90 | 90 | 90 | 90 | 90 | 90 | 90 | 45 | 45 | 90 | 60 | 90 | 90 | 240 | 240 | 240 | 240 | 240 | 240 | 240 | 240 | 240 | 240 | 240 | 240 | 240
05/07/25 19:30 | 125 | 63 | 125 | 250 | 250 | 250 | 250 | 250 | 250 | 250 | 250 | 250 | 250 | 250 | 250 | 250 | 250 | 250 | 250 | 238 | 250 | 175 | 500 | 500 | 250 | 500 | 500 | 250 | 250 | 250 | 250 | 250 | 125 | 125 | 125 | 125 | 250 | 250 | 250 | 250 | 250 | 63 | 63 | 250 | 125 | 250 | 250 | 125 | 125 | 250 | 250 | 250 | 250 | 250 | 250 | 250 | 125 | 125 | 125 | 250 | 300 | 600 | 300 | 125 | 238 | 125 | 250 | 500 | 250 | 500 | 500 | 250 | 250 | 238 | 250 | 125 | 125 | 250 | 238 | 238 | 500 | 500 | 550 | 582 | 90 | 60 | 60 | 90 | 90 | 90 | 90 | 90 | 90 | 90 | 90 | 30 | 30 | 30 | 30 | 90 | 90 | 90 | 90 | 100 | 90 | 90 | 90 | 90 | 60 | 60 | 90 | 90 | 60 | 60 | 75 | 75 | 60 | 60 | 90 | 60 | 90 | 90 | 90 | 90 | 90 | 45 | 45 | 45 | 45 | 60 | 45 | 45 | 60 | 90 | 90 | 90 | 90 | 45 | 45 | 45 | 45 | 90 | 90 | 45 | 45 | 45 | 45 | 60 | 60 | 90 | 90 | 90 | 90 | 90 | 90 | 90 | 90 | 90 | 90 | 90 | 45 | 45 | 90 | 60 | 90 | 90 | 240 | 240 | 240 | 240 | 240 | 240 | 240 | 240 | 240 | 240 | 240 | 240 | 240
05/07/25 20:00 | 125 | 63 | 125 | 250 | 250 | 250 | 250 | 250 | 250 | 250 | 250 | 250 | 250 | 250 | 250 | 250 | 250 | 250 | 250 | 238 | 250 | 175 | 500 | 500 | 250 | 500 | 500 | 250 | 250 | 250 | 250 | 250 | 125 | 125 | 125 | 125 | 250 | 250 | 250 | 250 | 250 | 63 | 63 | 250 | 125 | 250 | 250 | 125 | 125 | 250 | 250 | 250 | 250 | 250 | 250 | 250 | 125 | 125 | 125 | 250 | 300 | 600 | 300 | 125 | 238 | 125 | 250 | 500 | 250 | 500 | 500 | 250 | 250 | 238 | 250 | 125 | 125 | 250 | 238 | 238 | 500 | 500 | 550 | 582 | 90 | 60 | 60 | 90 | 90 | 90 | 90 | 90 | 90 | 90 | 90 | 30 | 30 | 30 | 30 | 90 | 90 | 90 | 90 | 100 | 90 | 90 | 90 | 90 | 60 | 60 | 90 | 90 | 60 | 60 | 75 | 75 | 60 | 60 | 90 | 60 | 90 | 90 | 90 | 90 | 90 | 45 | 45 | 45 | 45 | 60 | 45 | 45 | 60 | 90 | 90 | 90 | 90 | 45 | 45 | 45 | 45 | 90 | 90 | 45 | 45 | 45 | 45 | 60 | 60 | 90 | 90 | 90 | 90 | 90 | 90 | 90 | 90 | 90 | 90 | 90 | 45 | 45 | 90 | 60 | 90 | 90 | 240 | 240 | 240 | 240 | 240 | 240 | 240 | 240 | 240 | 240 | 240 | 240 | 240
05/07/25 20:30 | 125 | 63 | 125 | 250 | 250 | 250 | 250 | 250 | 250 | 250 | 250 | 250 | 250 | 250 | 250 | 250 | 250 | 250 | 250 | 238 | 250 | 175 | 500 | 500 | 250 | 500 | 500 | 250 | 250 | 250 | 250 | 250 | 125 | 125 | 125 | 125 | 250 | 250 | 250 | 250 | 250 | 63 | 63 | 250 | 125 | 250 | 250 | 125 | 125 | 250 | 250 | 250 | 250 | 250 | 250 | 250 | 125 | 125 | 125 | 250 | 300 | 600 | 300 | 125 | 238 | 125 | 250 | 500 | 250 | 500 | 500 | 250 | 250 | 238 | 250 | 125 | 125 | 250 | 238 | 238 | 500 | 500 | 550 | 582 | 90 | 60 | 60 | 90 | 90 | 90 | 90 | 90 | 90 | 90 | 90 | 30 | 30 | 30 | 30 | 90 | 90 | 90 | 90 | 100 | 90 | 90 | 90 | 90 | 60 | 60 | 90 | 90 | 60 | 60 | 75 | 75 | 60 | 60 | 90 | 60 | 90 | 90 | 90 | 90 | 90 | 45 | 45 | 45 | 45 | 60 | 45 | 45 | 60 | 90 | 90 | 90 | 90 | 45 | 45 | 45 | 45 | 90 | 90 | 45 | 45 | 45 | 45 | 60 | 60 | 90 | 90 | 90 | 90 | 90 | 90 | 90 | 90 | 90 | 90 | 90 | 45 | 45 | 90 | 60 | 90 | 90 | 240 | 240 | 240 | 240 | 240 | 240 | 240 | 240 | 240 | 240 | 240 | 240 | 240
05/07/25 21:00 | 125 | 63 | 125 | 250 | 250 | 250 | 250 | 250 | 250 | 250 | 250 | 250 | 250 | 250 | 250 | 250 | 250 | 250 | 250 | 238 | 250 | 175 | 500 | 500 | 250 | 500 | 500 | 250 | 250 | 250 | 250 | 250 | 125 | 125 | 125 | 125 | 250 | 250 | 250 | 250 | 250 | 63 | 63 | 250 | 125 | 250 | 250 | 125 | 125 | 250 | 250 | 250 | 250 | 250 | 250 | 250 | 125 | 125 | 125 | 250 | 300 | 600 | 300 | 125 | 238 | 125 | 250 | 500 | 250 | 500 | 500 | 250 | 250 | 238 | 250 | 125 | 125 | 250 | 238 | 238 | 500 | 500 | 550 | 582 | 90 | 60 | 60 | 90 | 90 | 90 | 90 | 90 | 90 | 90 | 90 | 30 | 30 | 30 | 30 | 90 | 90 | 90 | 90 | 100 | 90 | 90 | 90 | 90 | 60 | 60 | 90 | 90 | 60 | 60 | 75 | 75 | 60 | 60 | 90 | 60 | 90 | 90 | 90 | 90 | 90 | 45 | 45 | 45 | 45 | 60 | 45 | 45 | 60 | 90 | 90 | 90 | 90 | 45 | 45 | 45 | 45 | 90 | 90 | 45 | 45 | 45 | 45 | 60 | 60 | 90 | 90 | 90 | 90 | 90 | 90 | 90 | 90 | 90 | 90 | 90 | 45 | 45 | 90 | 60 | 90 | 90 | 240 | 240 | 240 | 240 | 240 | 240 | 240 | 240 | 240 | 240 | 240 | 240 | 240
05/07/25 21:30 | 125 | 63 | 125 | 250 | 250 | 250 | 250 | 250 | 250 | 250 | 250 | 250 | 250 | 250 | 250 | 250 | 250 | 250 | 250 | 238 | 250 | 175 | 500 | 500 | 250 | 500 | 500 | 250 | 250 | 250 | 250 | 250 | 125 | 125 | 125 | 125 | 250 | 250 | 250 | 250 | 250 | 63 | 63 | 250 | 125 | 250 | 250 | 125 | 125 | 250 | 250 | 250 | 250 | 250 | 250 | 250 | 125 | 125 | 125 | 250 | 300 | 600 | 300 | 125 | 238 | 125 | 250 | 500 | 250 | 500 | 500 | 250 | 250 | 238 | 250 | 125 | 125 | 250 | 238 | 238 | 500 | 500 | 550 | 582 | 90 | 60 | 60 | 90 | 90 | 90 | 90 | 90 | 90 | 90 | 90 | 30 | 30 | 30 | 30 | 90 | 90 | 90 | 90 | 100 | 90 | 90 | 90 | 90 | 60 | 60 | 90 | 90 | 60 | 60 | 75 | 75 | 60 | 60 | 90 | 60 | 90 | 90 | 90 | 90 | 90 | 45 | 45 | 45 | 45 | 60 | 45 | 45 | 60 | 90 | 90 | 90 | 90 | 45 | 45 | 45 | 45 | 90 | 90 | 45 | 45 | 45 | 45 | 60 | 60 | 90 | 90 | 90 | 90 | 90 | 90 | 90 | 90 | 90 | 90 | 90 | 45 | 45 | 90 | 60 | 90 | 90 | 240 | 240 | 240 | 240 | 240 | 240 | 240 | 240 | 240 | 240 | 240 | 240 | 240
05/07/25 22:00 | 125 | 63 | 125 | 250 | 250 | 250 | 250 | 250 | 250 | 250 | 250 | 250 | 250 | 250 | 250 | 250 | 250 | 250 | 250 | 238 | 250 | 175 | 500 | 500 | 250 | 500 | 500 | 250 | 250 | 250 | 250 | 250 | 125 | 125 | 125 | 125 | 250 | 250 | 250 | 250 | 250 | 63 | 63 | 250 | 125 | 250 | 250 | 125 | 125 | 250 | 250 | 250 | 250 | 250 | 250 | 250 | 125 | 125 | 125 | 250 | 300 | 600 | 300 | 125 | 238 | 125 | 250 | 500 | 250 | 500 | 500 | 250 | 250 | 238 | 250 | 125 | 125 | 250 | 238 | 238 | 500 | 500 | 550 | 582 | 90 | 60 | 60 | 90 | 90 | 90 | 90 | 90 | 90 | 90 | 90 | 30 | 30 | 30 | 30 | 90 | 90 | 90 | 90 | 100 | 90 | 90 | 90 | 90 | 60 | 60 | 90 | 90 | 60 | 60 | 75 | 75 | 60 | 60 | 90 | 60 | 90 | 90 | 90 | 90 | 90 | 45 | 45 | 45 | 45 | 60 | 45 | 45 | 60 | 90 | 90 | 90 | 90 | 45 | 45 | 45 | 45 | 90 | 90 | 45 | 45 | 45 | 45 | 60 | 60 | 90 | 90 | 90 | 90 | 90 | 90 | 90 | 90 | 90 | 90 | 90 | 45 | 45 | 90 | 60 | 90 | 90 | 240 | 240 | 240 | 240 | 240 | 240 | 240 | 240 | 240 | 240 | 240 | 240 | 240
05/07/25 22:30 | 125 | 63 | 125 | 250 | 250 | 250 | 250 | 250 | 250 | 250 | 250 | 250 | 250 | 250 | 250 | 250 | 250 | 250 | 250 | 238 | 250 | 175 | 500 | 500 | 250 | 500 | 500 | 250 | 250 | 250 | 250 | 250 | 125 | 125 | 125 | 125 | 250 | 250 | 250 | 250 | 250 | 63 | 63 | 250 | 125 | 250 | 250 | 125 | 125 | 250 | 250 | 250 | 250 | 250 | 250 | 250 | 125 | 125 | 125 | 250 | 300 | 600 | 300 | 125 | 238 | 125 | 250 | 500 | 250 | 500 | 500 | 250 | 250 | 238 | 250 | 125 | 125 | 250 | 238 | 238 | 500 | 500 | 550 | 582 | 90 | 60 | 60 | 90 | 90 | 90 | 90 | 90 | 90 | 90 | 90 | 30 | 30 | 30 | 30 | 90 | 90 | 90 | 90 | 100 | 90 | 90 | 90 | 90 | 60 | 60 | 90 | 90 | 60 | 60 | 75 | 75 | 60 | 60 | 90 | 60 | 90 | 90 | 90 | 90 | 90 | 45 | 45 | 45 | 45 | 60 | 45 | 45 | 60 | 90 | 90 | 90 | 90 | 45 | 45 | 45 | 45 | 90 | 90 | 45 | 45 | 45 | 45 | 60 | 60 | 90 | 90 | 90 | 90 | 90 | 90 | 90 | 90 | 90 | 90 | 90 | 45 | 45 | 90 | 60 | 90 | 90 | 240 | 240 | 240 | 240 | 240 | 240 | 240 | 240 | 240 | 240 | 240 | 240 | 240
05/07/25 23:00 | 125 | 63 | 125 | 250 | 250 | 250 | 250 | 250 | 250 | 250 | 250 | 250 | 250 | 250 | 250 | 250 | 250 | 250 | 250 | 238 | 250 | 175 | 500 | 500 | 250 | 500 | 500 | 250 | 250 | 250 | 250 | 250 | 125 | 125 | 125 | 125 | 250 | 250 | 250 | 250 | 250 | 63 | 63 | 250 | 125 | 250 | 250 | 125 | 125 | 250 | 250 | 250 | 250 | 250 | 250 | 250 | 125 | 125 | 125 | 250 | 300 | 600 | 300 | 125 | 238 | 125 | 250 | 500 | 250 | 500 | 500 | 250 | 250 | 238 | 250 | 125 | 125 | 250 | 238 | 238 | 500 | 500 | 550 | 582 | 90 | 60 | 60 | 90 | 90 | 90 | 90 | 90 | 90 | 90 | 90 | 30 | 30 | 30 | 30 | 90 | 90 | 90 | 90 | 100 | 90 | 90 | 90 | 90 | 60 | 60 | 90 | 90 | 60 | 60 | 75 | 75 | 60 | 60 | 90 | 60 | 90 | 90 | 90 | 90 | 90 | 45 | 45 | 45 | 45 | 60 | 45 | 45 | 60 | 90 | 90 | 90 | 90 | 45 | 45 | 45 | 45 | 90 | 90 | 45 | 45 | 45 | 45 | 60 | 60 | 90 | 90 | 90 | 90 | 90 | 90 | 90 | 90 | 90 | 90 | 90 | 45 | 45 | 90 | 60 | 90 | 90 | 240 | 240 | 240 | 240 | 240 | 240 | 240 | 240 | 240 | 240 | 240 | 240 | 240
05/07/25 23:30 | 125 | 63 | 125 | 250 | 250 | 250 | 250 | 250 | 250 | 250 | 250 | 250 | 250 | 250 | 250 | 250 | 250 | 250 | 250 | 238 | 250 | 175 | 500 | 500 | 250 | 500 | 500 | 250 | 250 | 250 | 250 | 250 | 125 | 125 | 125 | 125 | 250 | 250 | 250 | 250 | 250 | 63 | 63 | 250 | 125 | 250 | 250 | 125 | 125 | 250 | 250 | 250 | 250 | 250 | 250 | 250 | 125 | 125 | 125 | 250 | 300 | 600 | 300 | 125 | 238 | 125 | 250 | 500 | 250 | 500 | 500 | 250 | 250 | 238 | 250 | 125 | 125 | 250 | 238 | 238 | 500 | 500 | 550 | 582 | 90 | 60 | 60 | 90 | 90 | 90 | 90 | 90 | 90 | 90 | 90 | 30 | 30 | 30 | 30 | 90 | 90 | 90 | 90 | 100 | 90 | 90 | 90 | 90 | 60 | 60 | 90 | 90 | 60 | 60 | 75 | 75 | 60 | 60 | 90 | 60 | 90 | 90 | 90 | 90 | 90 | 45 | 45 | 45 | 45 | 60 | 45 | 45 | 60 | 90 | 90 | 90 | 90 | 45 | 45 | 45 | 45 | 90 | 90 | 45 | 45 | 45 | 45 | 60 | 60 | 90 | 90 | 90 | 90 | 90 | 90 | 90 | 90 | 90 | 90 | 90 | 45 | 45 | 90 | 60 | 90 | 90 | 240 | 240 | 240 | 240 | 240 | 240 | 240 | 240 | 240 | 240 | 240 | 240 | 240
Note on B2: [Threaded comment] Your version of Excel allows you to read this threaded comment; however, any edits to it will get removed if the file is opened in a newer version of Excel. Learn more: https://go.microsoft.com/fwlink/?linkid=870924 Comment: Unvalidated assumption of 80% of rating to account for N-1 limits.
Note on B3: [Threaded comment] Your version of Excel allows you to read this threaded comment; however, any edits to it will get removed if the file is opened in a newer version of Excel. Learn more: https://go.microsoft.com/fwlink/?linkid=870924 Comment: Unvalidated assumption of 80% of rating to account for N-1 limits.
Note on B4: [Threaded comment] Your version of Excel allows you to read this threaded comment; however, any edits to it will get removed if the file is opened in a newer version of Excel. Learn more: https://go.microsoft.com/fwlink/?linkid=870924 Comment: Unvalidated assumption of 80% of rating to account for N-1 limits.
Note on B5: [Threaded comment] Your version of Excel allows you to read this threaded comment; however, any edits to it will get removed if the file is opened in a newer version of Excel. Learn more: https://go.microsoft.com/fwlink/?linkid=870924 Comment: Unvalidated assumption of 80% of rating to account for N-1 limits.
Note on B6: [Threaded comment] Your version of Excel allows you to read this threaded comment; however, any edits to it will get removed if the file is opened in a newer version of Excel. Learn more: https://go.microsoft.com/fwlink/?linkid=870924 Comment: Unvalidated assumption of 80% of rating to account for N-1 limits.
Note on B7: [Threaded comment] Your version of Excel allows you to read this threaded comment; however, any edits to it will get removed if the file is opened in a newer version of Excel. Learn more: https://go.microsoft.com/fwlink/?linkid=870924 Comment: Unvalidated assumption of 80% of rating to account for N-1 limits.
Note on B8: [Threaded comment] Your version of Excel allows you to read this threaded comment; however, any edits to it will get removed if the file is opened in a newer version of Excel. Learn more: https://go.microsoft.com/fwlink/?linkid=870924 Comment: Unvalidated assumption of 80% of rating to account for N-1 limits.
Note on B9: [Threaded comment] Your version of Excel allows you to read this threaded comment; however, any edits to it will get removed if the file is opened in a newer version of Excel. Learn more: https://go.microsoft.com/fwlink/?linkid=870924 Comment: Unvalidated assumption of 80% of rating to account for N-1 limits.
Note on B10: [Threaded comment] Your version of Excel allows you to read this threaded comment; however, any edits to it will get removed if the file is opened in a newer version of Excel. Learn more: https://go.microsoft.com/fwlink/?linkid=870924 Comment: Unvalidated assumption of 80% of rating to account for N-1 limits.
Note on B11: [Threaded comment] Your version of Excel allows you to read this threaded comment; however, any edits to it will get removed if the file is opened in a newer version of Excel. Learn more: https://go.microsoft.com/fwlink/?linkid=870924 Comment: Unvalidated assumption of 80% of rating to account for N-1 limits.
Note on B12: [Threaded comment] Your version of Excel allows you to read this threaded comment; however, any edits to it will get removed if the file is opened in a newer version of Excel. Learn more: https://go.microsoft.com/fwlink/?linkid=870924 Comment: Unvalidated assumption of 80% of rating to account for N-1 limits.
Note on B13: [Threaded comment] Your version of Excel allows you to read this threaded comment; however, any edits to it will get removed if the file is opened in a newer version of Excel. Learn more: https://go.microsoft.com/fwlink/?linkid=870924 Comment: Unvalidated assumption of 80% of rating to account for N-1 limits.
Note on B14: [Threaded comment] Your version of Excel allows you to read this threaded comment; however, any edits to it will get removed if the file is opened in a newer version of Excel. Learn more: https://go.microsoft.com/fwlink/?linkid=870924 Comment: Unvalidated assumption of 80% of rating to account for N-1 limits.
Note on B15: [Threaded comment] Your version of Excel allows you to read this threaded comment; however, any edits to it will get removed if the file is opened in a newer version of Excel. Learn more: https://go.microsoft.com/fwlink/?linkid=870924 Comment: Unvalidated assumption of 80% of rating to account for N-1 limits.
Note on B16: [Threaded comment] Your version of Excel allows you to read this threaded comment; however, any edits to it will get removed if the file is opened in a newer version of Excel. Learn more: https://go.microsoft.com/fwlink/?linkid=870924 Comment: Unvalidated assumption of 80% of rating to account for N-1 limits.
Note on B17: [Threaded comment] Your version of Excel allows you to read this threaded comment; however, any edits to it will get removed if the file is opened in a newer version of Excel. Learn more: https://go.microsoft.com/fwlink/?linkid=870924 Comment: Unvalidated assumption of 80% of rating to account for N-1 limits.
Note on B18: [Threaded comment] Your version of Excel allows you to read this threaded comment; however, any edits to it will get removed if the file is opened in a newer version of Excel. Learn more: https://go.microsoft.com/fwlink/?linkid=870924 Comment: Unvalidated assumption of 80% of rating to account for N-1 limits.
Note on B19: [Threaded comment] Your version of Excel allows you to read this threaded comment; however, any edits to it will get removed if the file is opened in a newer version of Excel. Learn more: https://go.microsoft.com/fwlink/?linkid=870924 Comment: Unvalidated assumption of 80% of rating to account for N-1 limits.
Note on B20: [Threaded comment] Your version of Excel allows you to read this threaded comment; however, any edits to it will get removed if the file is opened in a newer version of Excel. Learn more: https://go.microsoft.com/fwlink/?linkid=870924 Comment: Unvalidated assumption of 80% of rating to account for N-1 limits.
Note on B21: [Threaded comment] Your version of Excel allows you to read this threaded comment; however, any edits to it will get removed if the file is opened in a newer version of Excel. Learn more: https://go.microsoft.com/fwlink/?linkid=870924 Comment: Unvalidated assumption of 80% of rating to account for N-1 limits.
Note on B22: [Threaded comment] Your version of Excel allows you to read this threaded comment; however, any edits to it will get removed if the file is opened in a newer version of Excel. Learn more: https://go.microsoft.com/fwlink/?linkid=870924 Comment: Unvalidated assumption of 80% of rating to account for N-1 limits.
Note on B23: [Threaded comment] Your version of Excel allows you to read this threaded comment; however, any edits to it will get removed if the file is opened in a newer version of Excel. Learn more: https://go.microsoft.com/fwlink/?linkid=870924 Comment: Unvalidated assumption of 80% of rating to account for N-1 limits.
Note on B24: [Threaded comment] Your version of Excel allows you to read this threaded comment; however, any edits to it will get removed if the file is opened in a newer version of Excel. Learn more: https://go.microsoft.com/fwlink/?linkid=870924 Comment: Unvalidated assumption of 80% of rating to account for N-1 limits.
Note on B25: [Threaded comment] Your version of Excel allows you to read this threaded comment; however, any edits to it will get removed if the file is opened in a newer version of Excel. Learn more: https://go.microsoft.com/fwlink/?linkid=870924 Comment: Unvalidated assumption of 80% of rating to account for N-1 limits.
Note on B26: [Threaded comment] Your version of Excel allows you to read this threaded comment; however, any edits to it will get removed if the file is opened in a newer version of Excel. Learn more: https://go.microsoft.com/fwlink/?linkid=870924 Comment: Unvalidated assumption of 80% of rating to account for N-1 limits.
Note on B27: [Threaded comment] Your version of Excel allows you to read this threaded comment; however, any edits to it will get removed if the file is opened in a newer version of Excel. Learn more: https://go.microsoft.com/fwlink/?linkid=870924 Comment: Unvalidated assumption of 80% of rating to account for N-1 limits.
Note on B28: [Threaded comment] Your version of Excel allows you to read this threaded comment; however, any edits to it will get removed if the file is opened in a newer version of Excel. Learn more: https://go.microsoft.com/fwlink/?linkid=870924 Comment: Unvalidated assumption of 80% of rating to account for N-1 limits.
Note on B29: [Threaded comment] Your version of Excel allows you to read this threaded comment; however, any edits to it will get removed if the file is opened in a newer version of Excel. Learn more: https://go.microsoft.com/fwlink/?linkid=870924 Comment: Unvalidated assumption of 80% of rating to account for N-1 limits.
Note on B30: [Threaded comment] Your version of Excel allows you to read this threaded comment; however, any edits to it will get removed if the file is opened in a newer version of Excel. Learn more: https://go.microsoft.com/fwlink/?linkid=870924 Comment: Unvalidated assumption of 80% of rating to account for N-1 limits.
Note on B31: [Threaded comment] Your version of Excel allows you to read this threaded comment; however, any edits to it will get removed if the file is opened in a newer version of Excel. Learn more: https://go.microsoft.com/fwlink/?linkid=870924 Comment: Unvalidated assumption of 80% of rating to account for N-1 limits.
Note on B32: [Threaded comment] Your version of Excel allows you to read this threaded comment; however, any edits to it will get removed if the file is opened in a newer version of Excel. Learn more: https://go.microsoft.com/fwlink/?linkid=870924 Comment: Unvalidated assumption of 80% of rating to account for N-1 limits.
Note on B33: [Threaded comment] Your version of Excel allows you to read this threaded comment; however, any edits to it will get removed if the file is opened in a newer version of Excel. Learn more: https://go.microsoft.com/fwlink/?linkid=870924 Comment: Unvalidated assumption of 80% of rating to account for N-1 limits.
Note on B34: [Threaded comment] Your version of Excel allows you to read this threaded comment; however, any edits to it will get removed if the file is opened in a newer version of Excel. Learn more: https://go.microsoft.com/fwlink/?linkid=870924 Comment: Unvalidated assumption of 80% of rating to account for N-1 limits.
Note on B35: [Threaded comment] Your version of Excel allows you to read this threaded comment; however, any edits to it will get removed if the file is opened in a newer version of Excel. Learn more: https://go.microsoft.com/fwlink/?linkid=870924 Comment: Unvalidated assumption of 80% of rating to account for N-1 limits.
Note on B36: [Threaded comment] Your version of Excel allows you to read this threaded comment; however, any edits to it will get removed if the file is opened in a newer version of Excel. Learn more: https://go.microsoft.com/fwlink/?linkid=870924 Comment: Unvalidated assumption of 80% of rating to account for N-1 limits.
Note on B37: [Threaded comment] Your version of Excel allows you to read this threaded comment; however, any edits to it will get removed if the file is opened in a newer version of Excel. Learn more: https://go.microsoft.com/fwlink/?linkid=870924 Comment: Unvalidated assumption of 80% of rating to account for N-1 limits.
Note on B38: [Threaded comment] Your version of Excel allows you to read this threaded comment; however, any edits to it will get removed if the file is opened in a newer version of Excel. Learn more: https://go.microsoft.com/fwlink/?linkid=870924 Comment: Unvalidated assumption of 80% of rating to account for N-1 limits.
Note on B39: [Threaded comment] Your version of Excel allows you to read this threaded comment; however, any edits to it will get removed if the file is opened in a newer version of Excel. Learn more: https://go.microsoft.com/fwlink/?linkid=870924 Comment: Unvalidated assumption of 80% of rating to account for N-1 limits.
Note on B40: [Threaded comment] Your version of Excel allows you to read this threaded comment; however, any edits to it will get removed if the file is opened in a newer version of Excel. Learn more: https://go.microsoft.com/fwlink/?linkid=870924 Comment: Unvalidated assumption of 80% of rating to account for N-1 limits.
Note on B41: [Threaded comment] Your version of Excel allows you to read this threaded comment; however, any edits to it will get removed if the file is opened in a newer version of Excel. Learn more: https://go.microsoft.com/fwlink/?linkid=870924 Comment: Unvalidated assumption of 80% of rating to account for N-1 limits.
Note on B42: [Threaded comment] Your version of Excel allows you to read this threaded comment; however, any edits to it will get removed if the file is opened in a newer version of Excel. Learn more: https://go.microsoft.com/fwlink/?linkid=870924 Comment: Unvalidated assumption of 80% of rating to account for N-1 limits.
Note on B43: [Threaded comment] Your version of Excel allows you to read this threaded comment; however, any edits to it will get removed if the file is opened in a newer version of Excel. Learn more: https://go.microsoft.com/fwlink/?linkid=870924 Comment: Unvalidated assumption of 80% of rating to account for N-1 limits.
Note on B44: [Threaded comment] Your version of Excel allows you to read this threaded comment; however, any edits to it will get removed if the file is opened in a newer version of Excel. Learn more: https://go.microsoft.com/fwlink/?linkid=870924 Comment: Unvalidated assumption of 80% of rating to account for N-1 limits.
Note on B45: [Threaded comment] Your version of Excel allows you to read this threaded comment; however, any edits to it will get removed if the file is opened in a newer version of Excel. Learn more: https://go.microsoft.com/fwlink/?linkid=870924 Comment: Unvalidated assumption of 80% of rating to account for N-1 limits.
Note on B46: [Threaded comment] Your version of Excel allows you to read this threaded comment; however, any edits to it will get removed if the file is opened in a newer version of Excel. Learn more: https://go.microsoft.com/fwlink/?linkid=870924 Comment: Unvalidated assumption of 80% of rating to account for N-1 limits.
Note on B47: [Threaded comment] Your version of Excel allows you to read this threaded comment; however, any edits to it will get removed if the file is opened in a newer version of Excel. Learn more: https://go.microsoft.com/fwlink/?linkid=870924 Comment: Unvalidated assumption of 80% of rating to account for N-1 limits.
Note on B48: [Threaded comment] Your version of Excel allows you to read this threaded comment; however, any edits to it will get removed if the file is opened in a newer version of Excel. Learn more: https://go.microsoft.com/fwlink/?linkid=870924 Comment: Unvalidated assumption of 80% of rating to account for N-1 limits.
Note on B49: [Threaded comment] Your version of Excel allows you to read this threaded comment; however, any edits to it will get removed if the file is opened in a newer version of Excel. Learn more: https://go.microsoft.com/fwlink/?linkid=870924 Comment: Unvalidated assumption of 80% of rating to account for N-1 limits.

## generator
busname | name | Market ID | description | export_policy | lifo_group | lifo_position | prorata_groups | MUON_group | stat | PGLB | PGUB | FuelType | synchronous | costc1 | costc0 | bid | offer
CPS_N_Z_110 | LPS | GU_501350 | Lisahally Biomass Generator | Individual |  |  | NI/1,NI/4 |  | 1 | 12.74 | 17.6 | biomass | Yes | 21.76 | 47815.76 | 8000 | 21.76
MP_I_Z_380 | MP1 | GU_400270 | Moneypoint 1 Generator Unit | Individual |  |  | ROI-W/1,ROI-W/2,ROI/1 | S_NBMIN_ROImin,S_NBMIN_MP_NB | 1 | 99 | 285 | coal | Yes | 143 | 162544.66 | 143 | 143
MP_I_Z_380 | MP2 | GU_400271 | Moneypoint 2 Generator Unit | Individual |  |  | ROI-W/1,ROI-W/2,ROI/1 | S_NBMIN_ROImin,S_NBMIN_MP_NB,MP5_NB | 1 | 99 | 285 | coal | Yes | 143 | 162544.66 | 143 | 143
MP_I_Z_110 | MP3 | GU_400272 | Moneypoint 3 Generator Unit | Individual |  |  | ROI-W/1,ROI-W/2,ROI/1 | S_NBMIN_ROImin,S_NBMIN_MP_NB | 1 | 99 | 285 | coal | Yes | 143 | 162544.66 | 143 | 143
BPS_N_Z_110 | BGT1 | GU_500283 | Ballylumford GT1 | Individual |  |  | NI/4 | S_MWMAX_NI_GT | 1 | 8 | 58 | distillate | Yes | 251.99 | 20696.55 | 246.74 | 251.99
BPS_N_Z_110 | BGT2 | GU_500284 | Ballylumford GT2 | Individual |  |  | NI/4 | S_MWMAX_NI_GT | 1 | 8 | 58 | distillate | Yes | 251.99 | 18208.86 | 246.74 | 251.99
CPS_N_Z_110 | C30 | GU_500041 | Coolkeeragh | Individual |  |  | NI/1,NI/4 | S_NBMIN_MINNIU,S_NBMIN_MINNI3,S_NBMIN_CPS | 1 | 8 | 53 | distillate | Yes | 206.04 | 17041.17 | 206.04 | 206.04
CUS_I_Z_110 | ED3 | GU_401010 | Cushaling Power | Individual |  |  | ROI/1 | S_REP_ROI | 1 | 20 | 58 | distillate | Yes | 506.96 | 925.19 | 506.96 | 506.96
CUS_I_Z_110 | ED5 | GU_401011 | Cushaling Power | Individual |  |  | ROI/1 | S_REP_ROI | 1 | 20 | 58 | distillate | Yes | 506.95 | 925.19 | 506.95 | 506.95
DER_I_Z_110 | RP1 | GU_400770 | Rhode Peaking 1 Generator Unit | Individual |  |  | ROI/1 | S_REP_ROI | 1 | 5 | 52 | distillate | Yes | 207.38 | 839.54 | 190.97 | 207.38
DER_I_Z_110 | RP2 | GU_400771 | Rhode Peaking 2 Generator Unit | Individual |  |  | ROI/1 | S_REP_ROI | 1 | 5 | 52 | distillate | Yes | 207.38 | 839.54 | 190.97 | 207.38
KPG_I_Z_110 | KZ3 | GU_403000 | Kelwin 3 Diesel Unit | Individual |  |  | ROI-W/2,ROI/1 |  | 1 | 0.2 | 2 | distillate | Yes | 424.84 | 0 | 424.84 | 424.84
KPS_N_Z_275 | KGT1 | GU_500824 | Kilroot - GT1 | Individual |  |  | NI/4 | S_MWMAX_NI_GT | 1 | 5 | 29.2 | distillate | Yes | 431.15 | 8976.52 | 425.9 | 431.15
KPS_N_Z_275 | KGT2 | GU_500825 | Kilroot - GT2 | Individual |  |  | NI/4 | S_MWMAX_NI_GT | 1 | 5 | 29.2 | distillate | Yes | 431.15 | 8976.52 | 425.9 | 431.15
KPS_N_Z_275 | KGT3 | GU_500820 | Kilroot - GT3 | Individual |  |  | NI/4 | S_MWMAX_NI_GT | 1 | 12.82 | 41.61 | distillate | Yes | 198.29 | 1258.93 | 196.54 | 198.29
KPS_N_Z_275 | KGT4 | GU_500821 | Kilroot - GT4 | Individual |  |  | NI/4 | S_MWMAX_NI_GT | 1 | 12.82 | 41.61 | distillate | Yes | 198.29 | 1258.93 | 196.54 | 198.29
TB_I_Z_220 | TB5 | GU_406490 | Tarbert 5 TEG | Individual |  |  | ROI/1 |  | 1 | 25 | 160 | distillate | Yes | 160.08 | 520.73 | 145.57 | 160.08
SH_I_Z_110 | SQ1 | GU_406510 | Shannonbridge 1 TEG | Individual |  |  | ROI/1 |  | 1 | 16 | 260 | distillate | Yes | 132.62 | 1683.49 | 132.62 | 132.62
TAW_I_Z_110 | TP1 | GU_400780 | Tawnaghmore Peaking 1 Generator Unit | Individual |  |  | ROI-NW/3,ROI-NW/4,ROI-W/1,ROI-W/2,ROI-W/6,ROI-W/7,ROI-W/8,ROI/1 | S_REP_ROI | 1 | 5 | 52 | distillate | Yes | 213.18 | 879.73 | 193.76 | 213.18
TAW_I_Z_110 | TP3 | GU_400781 | Tawnaghmore Peaking 3 Generator Unit | Individual |  |  | ROI-NW/3,ROI-NW/4,ROI-W/1,ROI-W/2,ROI-W/6,ROI-W/7,ROI-W/8,ROI/1 | S_REP_ROI | 1 | 5 | 52 | distillate | Yes | 213.18 | 879.73 | 193.76 | 213.18
BPS_N_Z_110 | B10 | GU_503740 | Ballylumford Generator Unit B10 | Individual |  |  | NI/4 | S_NBMIN_MINNIU | 1 | 63 | 101 | gas | Yes | 85.59 | 12758.51 | 79.19 | 85.59
FIN_I_Z_110 | DG1 | GU_405860 | Huntstown TEG | Individual |  |  | ROI/1 |  | 1 | 18 | 50 | gas | Yes | 125.8 | 286.05 | 125.79 | 125.8
HN_I_Z_220 | HN2 | GU_400540 | VPL Generation Unit | Individual |  |  | ROI/1 | S_NBMIN_ROImin,S_NBMIN_DubNB2,S_NBMIN_Dub_NB,S_NBMIN_DUB_L2 | 1 | 121 | 400 | gas | Yes | 59.09 | 72518.03 | 54.19 | 59.09
HN_I_Z_220 | HNC | GU_400480 | HPC1 Generation Unit | Individual |  |  | ROI/1 | S_NBMIN_ROImin,S_NBMIN_DubNB2,S_NBMIN_Dub_NB,S_NBMIN_DUB_L1,S_NBMIN_DUB_L2 | 1 | 120 | 342 | gas | Yes | 65.1 | 96024.48 | 59.7 | 65.1
LIS_N_Z_110 | NICG2 | GU_500900 | Contour Global APTG | Individual |  |  | NI/4 |  | 1 | 0 | 3.021 | gas | Yes | 0 | 0 | 0 | 0
NW_I_Z_220 | NW8 | GU_405850 | North Wall5 Generator Unit | Individual |  |  | ROI/1 |  | 1 | 17 | 200 | gas | Yes | 122.55 | 91.4 | 121.14 | 122.55
TYN_I_Z_220 | TYC | GU_400530 | Tynagh Generator Unit | Individual |  |  | ROI/1 | S_NBMIN_ROImin,S_NBMIN_MP_NB | 1 | 194 | 404 | gas | Yes | 79.1 | 98038.7 | 26.6 | 79.1
AA_I_Z_110 | AA1 | GU_400200 | Ardnacrusha 1 Generator Unit | Individual |  |  | ROI-W/1,ROI-W/2,ROI/1 |  | 1 | 11.9 | 21 | hydro | Yes | 80 | 0 | 8000 | 80
AA_I_Z_110 | AA2 | GU_400201 | Ardnacrusha 2 Generator Unit | Individual |  |  | ROI-W/1,ROI-W/2,ROI/1 |  | 1 | 11.9 | 22 | hydro | Yes | 80 | 0 | 8000 | 80
AA_I_Z_110 | AA3 | GU_400202 | Ardnacrusha 3 Generator Unit | Individual |  |  | ROI-W/1,ROI-W/2,ROI/1 |  | 1 | 11.9 | 19 | hydro | Yes | 0 | 0 | 8000 | 0
AA_I_Z_110 | AA4 | GU_400203 | Ardnacrusha 4 Generator Unit | Individual |  |  | ROI-W/1,ROI-W/2,ROI/1 |  | 1 | 11.9 | 24 | hydro | Yes | 80 | 0 | 8000 | 80
BIN_I_Z_110 | CU1 | GU_401190 | Clady Generating Station | Individual |  |  | ROI-NW/1,ROI-NW/3,ROI-NW/4,ROI-W/2,ROI/1 |  | 1 | 0 | 4.3 | hydro | Yes | 0 | 0 | 8000 | 0
CD_I_Z_110 | LE3 | GU_400290 | Carrigadrohid Generator Unit | Individual |  |  | ROI/1 |  | 1 | 3 | 8 | hydro | Yes | 80 | 0 | 8000 | 80
CF_I_Z_110 | ER3 | GU_400220 | Erne 3 Generator Unit | Individual |  |  | ROI-NW/3,ROI-NW/4,ROI-W/2,ROI/1 |  | 1 | 5 | 22.5 | hydro | Yes | 80 | 0 | 8000 | 80
CF_I_Z_110 | ER4 | GU_400221 | Erne 4 Generator Unit | Individual |  |  | ROI-NW/3,ROI-NW/4,ROI-W/2,ROI/1 |  | 1 | 5 | 22.5 | hydro | Yes | 80 | 0 | 8000 | 80
CL_I_Z_110 | ER1 | GU_400210 | Erne 1 Generator Unit | Individual |  |  | ROI/1 |  | 1 | 4 | 10 | hydro | Yes | 80 | 0 | 8000 | 80
CL_I_Z_110 | ER2 | GU_400211 | Erne 2 Generator Unit | Individual |  |  | ROI/1 |  | 1 | 4 | 10 | hydro | Yes | 80 | 0 | 8000 | 80
IA_I_Z_110 | LE1 | GU_400280 | Inniscarra (Lee unit 1) Generator Unit | Individual |  |  | ROI/1 |  | 1 | 3 | 15 | hydro | Yes | 80 | 0 | 8000 | 80
IA_I_Z_110 | LE2 | GU_400281 | Lee unit 2 Generator Unit | Individual |  |  | ROI/1 |  | 1 | 1 | 4 | hydro | Yes | 80 | 0 | 8000 | 80
PA_I_Z_110 | LI1 | GU_400250 | Liffey 1 Generator Unit | Individual |  |  | ROI/1 |  | 1 | 3 | 15 | hydro | Yes | 80 | 0 | 8000 | 80
PA_I_Z_110 | LI2 | GU_400251 | Liffey 2 Generator Unit | Individual |  |  | ROI/1 |  | 1 | 3 | 15 | hydro | Yes | 80 | 0 | 8000 | 80
PA_I_Z_110 | LI3 | GU_401220 | Liffey 3 Hydro Unit | Individual |  |  | ROI/1 |  | 1 | 0 | 0.18 | hydro | Yes | 0 | 0 | 8000 | 0
PA_I_Z_110 | LI4 | GU_400252 | Liffey 4 Generator Unit | Individual |  |  | ROI/1 |  | 1 | 3.99 | 4 | hydro | Yes | 80 | 0 | 8000 | 80
PA_I_Z_110 | LI5 | GU_400260 | Liffey 5 Generator Unit | Individual |  |  | ROI/1 |  | 1 | 0.2 | 4 | hydro | Yes | 80 | 0 | 8000 | 80
WOO_I_Z_380 | EWIC | EWIC | EWIC | Individual |  |  | ROI/1 |  | 1 | -504 | 526 | interconnector | No | 70 | 0 | 10000 | 70
LWN_I_Z_220 | GLK | I_ROIGRLK | Greenlink | Individual |  |  | ROI/1 |  | 1 | -500 | 500 | interconnector | No | 70 | 0 | 10000 | 70
BYC_N_Z_275 | M | MOYLE | Moyle | Individual |  |  | NI/4 |  | 1 | -441 | 410 | interconnector | No | 70 | 0 | 10000 | 70
AD_I_Z_220 | AT1 | GU_400181 | AGHADA CT11 Generator Unit | Individual |  |  | ROI/1 | S_REP_ROI,S_MWMAX_CRK_MW,S_MWMAX_STH_MW | 1 | 15 | 90 | multi_fuel | Yes | 109.44 | 12033.5 | 108.19 | 109.44
AD_I_Z_220 | AT2 | GU_400182 | AGHADA CT12 Generator Unit | Individual |  |  | ROI/1 | S_REP_ROI,S_MWMAX_CRK_MW,S_MWMAX_STH_MW | 1 | 15 | 90 | multi_fuel | Yes | 109.45 | 12033.5 | 108.18 | 109.45
AD_I_Z_220 | AT4 | GU_400183 | AGHADA CT14 Generator Unit | Individual |  |  | ROI/1 | S_REP_ROI,S_MWMAX_CRK_MW,S_MWMAX_STH_MW | 1 | 15 | 90 | multi_fuel | Yes | 109.46 | 12033.5 | 108.17 | 109.46
AD_I_Z_220 | AD2 | GU_400850 | Aghada 2 Generator Unit | Individual |  |  | ROI/1 | S_NBMIN_ROImin,S_MWMAX_CRK_MW,S_MWMAX_STH_MW | 1 | 120 | 449 | multi_fuel | Yes | 40.97 | 57991.36 | 40.96 | 40.97
AUG_I_Z_110 | SK3 | GU_400120 | Sealrock 3 Generator Unit | Individual |  |  | ROI/1 |  | 1 | 40 | 83 | multi_fuel | Yes | 74.29 | 12837 | 0 | 74.29
AUG_I_Z_110 | SK4 | GU_400121 | Sealrock 4 Generator Unit | Individual |  |  | ROI/1 |  | 1 | 40 | 83 | multi_fuel | Yes | 74.29 | 12837 | 0 | 74.29
BPS_N_Z_275 | B31 | GU_503720 | Ballylumford Generator Unit B31 | Individual |  |  | NI/4 | S_NBMIN_MINNIU | 1 | 113 | 247 | multi_fuel | Yes | 81.77 | 22451.27 | 75.91 | 81.77
BPS_N_Z_275 | B32 | GU_503730 | Ballylumford Generator Unit B32 | Individual |  |  | NI/4 | S_NBMIN_MINNIU | 1 | 113 | 247 | multi_fuel | Yes | 81.77 | 22451.27 | 75.91 | 81.77
BAN_N_Z_110 | BLD | GU_504250 | Ballydown Battery | Individual |  |  | NI/4 |  | 0 | 0 | 12.224 | multi_fuel | Yes | 500 | 0 | 0 | 500
CPS_N_Z_110 | CGT8 | GU_500040 | Coolkeeragh | Individual |  |  | NI/1,NI/4 | S_MWMAX_NI_GT | 1 | 211 | 425 | multi_fuel | Yes | 51.61 | 96443.23 | 51.59 | 51.61
CDU_I_Z_110 | FG2 | GU_403680 | Corduff_OCGT | Individual |  |  | ROI/1 | S_REP_ROI | 1 | 22.5 | 63.5 | multi_fuel | Yes | 112.87 | 5161.24 | 111.57 | 112.87
DEY_I_Z_110 | LU1 | GU_407520 | Lumcloon ESS 1 | Individual |  |  | ROI/1 |  | 0 | 0 | 50 | multi_fuel | Yes | 1150 | 0 | 0 | 1150
DEY_I_Z_110 | LU2 | GU_407530 | Lumcloon ESS 2 | Individual |  |  | ROI/1 |  | 0 | 0 | 50 | multi_fuel | Yes | 1150 | 0 | 0 | 1150
DRY_I_Z_110 | IW1 | GU_401230 | Indaver - Meath Waste - Generator | Individual |  |  | ROI/1 |  | 1 | 1 | 17 | multi_fuel | Yes | -5.27 | 0 | 0 | 0
GGO_I_Z_220 | WG1 | GU_400930 | Whitegate Generator Unit | Individual |  |  | ROI/1 | S_NBMIN_ROImin,S_MWMAX_CRK_MW,S_MWMAX_STH_MW | 1 | 160 | 444 | multi_fuel | Yes | 51.72 | 85526 | 48.65 | 51.72
GI_I_Z_220 | GI4 | GU_400762 | Great Island CCGT | Individual |  |  | ROI/1 | S_NBMIN_ROImin,S_MWMAX_STH_MW | 1 | 165 | 464 | multi_fuel | Yes | 79.11 | 34093.88 | 71.88 | 79.11
INC_I_Z_220 | IL1 | GU_407560 | Grange Power IL1 Generator | Individual |  |  | ROI/1 |  | 1 | 4.6 | 18.54 | multi_fuel | Yes | 106.78 | 135.56 | 98.17 | 106.78
INC_I_Z_220 | IL2 | GU_403450 | Grange Power IL2 Generator | Individual |  |  | ROI/1 |  | 1 | 4.6 | 18.54 | multi_fuel | Yes | 106.78 | 135.56 | 98.17 | 106.78
INC_I_Z_220 | IL3 | GU_407570 | Grange Power IL3 Generator | Individual |  |  | ROI/1 |  | 1 | 4.6 | 18.54 | multi_fuel | Yes | 106.78 | 135.56 | 98.17 | 106.78
INC_I_Z_220 | IL4 | GU_407580 | Grange Power IL4 Generator | Individual |  |  | ROI/1 |  | 1 | 4.6 | 18.54 | multi_fuel | Yes | 106.78 | 135.56 | 98.17 | 106.78
INC_I_Z_220 | IL5 | GU_407590 | Grange Power IL5 Generator | Individual |  |  | ROI/1 |  | 1 | 4.6 | 18.54 | multi_fuel | Yes | 106.78 | 135.56 | 98.17 | 106.78
INC_I_Z_220 | IL6 | GU_407600 | Grange Power IL6 Generator | Individual |  |  | ROI/1 |  | 1 | 4.6 | 18.54 | multi_fuel | Yes | 106.78 | 135.56 | 98.17 | 106.78
ISH_I_Z_220 | DB1 | GU_400500 | Dublin Bay Generator Unit | Individual |  |  | ROI/1 | S_NBMIN_ROImin,S_NBMIN_DubNB2,S_NBMIN_Dub_NB,S_NBMIN_DUB_L1,S_NBMIN_DUB_L2 | 1 | 110 | 415 | multi_fuel | Yes | 47.55 | 69518.36 | 47.53 | 47.55
ISH_I_Z_220 | IS3 | GU_403610 | Ringngsend_OCGT | Individual |  |  | ROI/1 | S_REP_ROI | 1 | 22.7 | 63.5 | multi_fuel | Yes | 110.12 | 5165.08 | 108.86 | 110.12
CUS_I_Z_110 | OE2 | GU_407320 | Cloncreen Battery | Individual |  |  | ROI/1 |  | 0 | 0 | 25 | multi_fuel | Yes | 203.89 | 0 | 8.62 | 203.89
KPS_N_Z_275 | KGT6 | GU_504110 | Kilroot GT6 | Individual |  |  | NI/4 | S_NBMIN_MINNIU,S_NBMIN_MINNI3 | 1 | 147 | 350 | multi_fuel | Yes | 89.08 | 142148.49 | 83.15 | 89.08
KPS_N_Z_275 | KGT7 | GU_504120 | Kilroot GT7 | Individual |  |  | NI/4 | S_NBMIN_MINNIU,S_NBMIN_MINNI3 | 1 | 147 | 350 | multi_fuel | Yes | 89.08 | 142148.49 | 83.15 | 89.08
PB_I_Z_220 | PB7 | GU_403620 | Poolbeg_OCGT | Individual |  |  | ROI/1 | S_REP_ROI | 1 | 22.7 | 63.5 | multi_fuel | Yes | 110.12 | 5165.08 | 108.86 | 110.12
PB_I_Z_220 | DW1 | GU_402030 | Dublin Waste to Energy | Individual |  |  | ROI/1 |  | 1 | 21.5 | 61.5 | multi_fuel | Yes | -1 | 19685.78 | 0 | 0
SHL_I_Z_220 | PBA | GU_400324 | Shellybanks PBA | Individual |  |  | ROI/1 | S_NBMIN_ROImin,S_REP_ROI,S_NBMIN_Dub_NB,S_NBMIN_DUB_L1,S_NBMIN_DUB_L2 | 1 | 120 | 240 | multi_fuel | Yes | 78.55 | 43598.24 | 77.63 | 78.55
SHL_I_Z_220 | PBB | GU_400325 | Shellybanks PBB | Individual |  |  | ROI/1 | S_NBMIN_ROImin,S_REP_ROI,S_NBMIN_Dub_NB,S_NBMIN_DUB_L1,S_NBMIN_DUB_L2 | 1 | 120 | 236 | multi_fuel | Yes | 78.54 | 43598.24 | 77.64 | 78.54
TAN_N_Z_110 | CMN | GU_504340 | Carnmeen Generator | Individual |  |  | NI/4 | S_MWMAX_NI_GT | 1 | 1 | 20 | multi_fuel | Yes | 422.44 | 23496.28 | 331.49 | 422.44
CUS_I_Z_110 | ED1 | GU_401860 | Edenderry Power Supply | Individual |  |  | ROI/1 |  | 1 | 41.15 | 118 | peat | Yes | 18.53 | 30753.26 | 7000 | 18.53
LA_I_Z_110 | LR4 | GU_400240 | Lanesboro | Individual |  |  | ROI/1 |  | 0 | 0 | 0 | peat | Yes | 0 | 0 | 7000 | 0
SH_I_Z_110 | WO4 | GU_400370 | Shannonbridge Generator Unit | Individual |  |  | ROI/1 |  | 0 | 0 | 0 | peat | Yes | 0 | 0 | 7000 | 0
TH_I_Z_220 | TH1 | GU_400360 | Turlough Hill 1 Generator Unit | Individual |  |  | ROI/1 |  | 1 | 5 | 73 | pump_storage | Yes | 0 | 0 | 0 | 0
TH_I_Z_220 | TH2 | GU_400361 | Turlough Hill 2 Generator Unit | Individual |  |  | ROI/1 |  | 1 | 5 | 73 | pump_storage | Yes | 0 | 0 | 0 | 0
TH_I_Z_220 | TH3 | GU_400362 | Turlough Hill 3 Generator Unit | Individual |  |  | ROI/1 |  | 1 | 5 | 73 | pump_storage | Yes | 0 | 0 | 0 | 0
TH_I_Z_220 | TH4 | GU_400363 | Turlough Hill 4 Generator Unit | Individual |  |  | ROI/1 |  | 1 | 5 | 73 | pump_storage | Yes | 0 | 0 | 0 | 0
BAL_I_Z_110 | HS1 | GU_405090 | Hilltown Solar Farm | Pro-Rata |  |  | ROI/1 |  | 1 | 0 | 10 | solar | No | 0 | 0 | 9000 | 0
BLU_I_Z_110 | NA1 | GU_406520 | Blundelstown Solar Farm | Pro-Rata |  |  | ROI/1 |  | 1 | 0 | 60 | solar | No | 0 | 0 | 9000 | 0
CAH_I_Z_110 | YM1 | GU_406710 | Ballymacadam Solar Farm | Pro-Rata |  |  | ROI/1 |  | 1 | 0 | 21 | solar | No | 0 | 0 | 9000 | 0
DEE_I_Z_110 | QB1 | GU_407030 | Gaskinstown Solar Farm | Pro-Rata |  |  | ROI/1 |  | 1 | 0 | 85 | solar | No | 0 | 0 | 9000 | 0
DFR_I_Z_110 | HT1 | GU_405100 | Hortland Solar Farm | Pro-Rata |  |  | DFR_I_Z_110 |  | 1 | 0 | 14 | solar | No | 0 | 0 | 9000 | 0
GAN_I_Z_110 | IA1 | GU_405840 | Gallanstown Solar | Pro-Rata |  |  | ROI-NE/2 |  | 1 | 0 | 119 | solar | No | 0 | 0 | 9000 | 0
GAN_I_Z_110 | IA2 | GU_407340 | Harlockstown Solar Farm | Pro-Rata |  |  | ROI-NE/2 |  | 1 | 0 | 31.6 | solar | No | 0 | 0 | 9000 | 0
GRH_I_Z_110 | NB1 | GU_405190 | Gillinstown Solar Farm | Pro-Rata |  |  | ROI-NE/2 |  | 1 | 0 | 95 | solar | No | 0 | 0 | 9000 | 0
LIS_N_Z_110 | LRP | GU_504090 | Lough Road PV Solar Farm | Pro-Rata |  |  | NI/4 |  | 1 | 0 | 25.2 | solar | No | 0 | 0 | 9000 | 0
LIS_N_Z_110 | BDP | GU_501660 | Ballinderry Road PV Solar Farm | Pro-Rata |  |  | NI/4 |  | 1 | 0 | 16.92 | solar | No | 0 | 0 | 9000 | 0
LIS_N_Z_110 | MRP | GU_503400 | Maghaberry Road PV Solar Farm | Pro-Rata |  |  | NI/4 |  | 1 | 0 | 20.43 | solar | No | 0 | 0 | 9000 | 0
LGT_I_Z_110 | LO1 | GU_406580 | Lysaghtstown Solar Farm | Pro-Rata |  |  | ROI/1 |  | 1 | 0 | 87 | solar | No | 0 | 0 | 9000 | 0
MAC_I_Z_110 | JG1 | GU_405080 | Knockglass Solar Farm | Pro-Rata |  |  | ROI-W/2,ROI/1 |  | 1 | 0 | 4 | solar | No | 0 | 0 | 9000 | 0
NEW_I_Z_110 | DZ1 | GU_407690 | Dunmurry Springs Solar Farm | Pro-Rata |  |  | ROI/1 |  | 1 | 0 | 12 | solar | No | 0 | 0 | 9000 | 0
RSK_N_Z_110 | BNP | GU_501630 | Rasharkin PV (Bann Road PV) Solar Farm | Pro-Rata |  |  | NI/1,NI/4,NI/5 |  | 1 | 0 | 29.81 | solar | No | 0 | 0 | 9000 | 0
RTO_I_Z_110 | RT1 | GU_407040 | Rathnaskilloge Solar Farm | Pro-Rata |  |  | ROI/1 |  | 1 | 0 | 95 | solar | No | 0 | 0 | 9000 | 0
ROP_I_Z_110 | RO1 | GU_405150 | Rosspile Solar | Pro-Rata |  |  | ROI/1 |  | 1 | 0 | 95 | solar | No | 0 | 0 | 9000 | 0
TTU_I_Z_110 | TL1 | GU_406470 | Tullabeg Solar Farm | Pro-Rata |  |  | ROI/1 |  | 1 | 0 | 50 | solar | No | 0 | 0 | 9000 | 0
GLE_I_Z_110 | DV1 | GU_401240 | Dromdeeveen Windfarm | Pro-Rata |  |  | ROI-W/2,ROI-SW/3a,ROI-SW/3b,ROI-SW/3c,ROI/1,ROI/1 |  | 1 | 0 | 27 | wind | No | 0 | 0 | 9000 | 0
SLB_I_Z_110 | SB1 | GU_401900 | Sliabh Bawn Windfarm | Pro-Rata |  |  | ROI-NW/4,ROI-W/1,ROI-W/2,ROI/1 |  | 1 | 0 | 58 | wind | No | 0 | 0 | 9000 | 0
SLC_I_Z_110 | KD1 | GU_403940 | Knockalassa Windfarm | Pro-Rata |  |  | ROI-W/1,ROI-W/2,ROI/1 |  | 1 | 0 | 27 | wind | No | 0 | 0 | 9000 | 0
SLC_I_Z_110 | RD1 | GU_402270 | Boolinrudda Windfarm | Pro-Rata |  |  | ROI-W/1,ROI-W/2,ROI/1 |  | 1 | 0 | 45 | wind | No | 0 | 0 | 9000 | 0
SKY_I_Z_110 | OY1 | GU_403760 | Oweninny Wind Farm | Pro-Rata |  |  | ROI-NW/4,ROI-W/1,ROI-W/2,ROI-W/6,ROI-W/7,ROI-W/8,ROI/1 |  | 1 | 0 | 89 | wind | No | 0 | 0 | 9000 | 0
SKY_I_Z_110 | OY2 | GU_405130 | Oweninny 2 Windfarm | Pro-Rata |  |  | ROI-NW/4,ROI-W/1,ROI-W/2,ROI-W/6,ROI-W/7,ROI-W/8,ROI/1 |  | 1 | 0 | 83 | wind | No | 0 | 0 | 9000 | 0
TRI_I_Z_110 | KW1 | GU_404200 | Knockawarriga 1 Windfarm | Pro-Rata |  |  | ROI-W/2,ROI/1 |  | 1 | 0 | 22.5 | wind | No | 0 | 0 | 9000 | 0
TRI_I_Z_110 | TN2 | GU_400600 | Tournafulla Generatot Unit | Pro-Rata |  |  | ROI-W/2,ROI/1 |  | 1 | 0 | 17.2 | wind | No | 0 | 0 | 9000 | 0
AGH_N_Z_110 | MYM | GU_503860 | Molly Mountain Wind Farm | Pro-Rata |  |  | NI/2,NI/3,NI/4 |  | 1 | 0 | 15 | wind | No | 0 | 0 | 9000 | 0
AGH_N_Z_110 | SL2 | GU_503900 | Slieve Rushen Windfarm | Pro-Rata |  |  | NI/2,NI/3,NI/4 |  | 1 | 0 | 54 | wind | No | 0 | 0 | 9000 | 0
ANT_N_Z_110 | CBY | GU_501410 | Corby Knowe Windfarm | Pro-Rata |  |  | NI/4 |  | 1 | 0 | 5.4 | wind | No | 0 | 0 | 9000 | 0
ARK_I_Z_110 | ABK | GU_401020 | ESB Arklow Bank | Pro-Rata |  |  | ROI/1 |  | 1 | 0 | 25.6 | wind | No | 0 | 0 | 9000 | 0
ARK_I_Z_110 | RL1 | GU_401940 | Raheenleagh | Pro-Rata |  |  | ROI/1 |  | 1 | 0 | 35.2 | wind | No | 0 | 0 | 9000 | 0
ARK_I_Z_110 | YR1 | GU_404460 | Ballycumber Windfarm | Pro-Rata |  |  | ROI/1 |  | 1 | 0 | 18 | wind | No | 0 | 0 | 9000 | 0
ATE_I_Z_110 | AH1 | GU_401380 | Athea Wind Farm | Pro-Rata |  |  | ROI-W/2,ROI-W/2,ROI/1 |  | 1 | 0 | 34.35 | wind | No | 0 | 0 | 9000 | 0
ATE_I_Z_110 | XT1 | GU_404000 | Beenanaspuck and Tobertoreen Windfarm | Pro-Rata |  |  | ROI-W/2,ROI-W/2,ROI/1 |  | 1 | 0 | 24 | wind | No | 0 | 0 | 9000 | 0
BWR_I_Z_110 | BW1 | GU_405890 | Ballywater Windfarm | Pro-Rata |  |  | ROI/1 |  | 1 | 0 | 42 | wind | No | 0 | 0 | 9000 | 0
BMA_N_Z_110 | RHY | GU_501680 | Rathsherry Wind Farm | Pro-Rata |  |  | NI/4 |  | 1 | 0 | 21.15 | wind | No | 0 | 0 | 9000 | 0
BMA_N_Z_110 | EGH | GU_501720 | Elginny Hill Wind Farm | Pro-Rata |  |  | NI/4 |  | 1 | 0 | 23 | wind | No | 0 | 0 | 9000 | 0
BAR_I_T_110 | BF1 | GU_401810 | Barranafaddock Windfarm | Pro-Rata |  |  | ROI-W/2,ROI/1 |  | 1 | 0 | 32.4 | wind | No | 0 | 0 | 9000 | 0
BK_I_Z_110 | SS1 | GU_406560 | Sheskin Windfarm | Pro-Rata |  |  | ROI/1 |  | 1 | 0 | 16.8 | wind | No | 0 | 0 | 9000 | 0
BIN_I_Z_110 | MC1 | GU_405870 | Airoshin Generator Unit | Pro-Rata |  |  | ROI-NW/1,ROI-NW/3,ROI-NW/4,ROI-W/2,ROI/1 |  | 1 | 0 | 11.9 | wind | No | 0 | 0 | 9000 | 0
BIN_I_Z_110 | YV2 | GU_404630 | Clogheravaddy WF 2 | Pro-Rata |  |  | ROI-NW/1,ROI-NW/3,ROI-NW/4,ROI-W/2,ROI/1 |  | 1 | 0 | 10.8 | wind | No | 0 | 0 | 9000 | 0
BGH_I_Z_110 | BG1 | GU_400910 | Boggeragh Windfarm Generator Unit | Pro-Rata |  |  | ROI-W/2,ROI/1 |  | 1 | 0 | 57 | wind | No | 0 | 0 | 9000 | 0
BGH_I_Z_110 | BG2 | GU_401840 | Boggeragh 2 Windfarm | Pro-Rata |  |  | ROI-W/2,ROI/1 |  | 1 | 0 | 65.7 | wind | No | 0 | 0 | 9000 | 0
BGH_I_Z_110 | ES1 | GU_404340 | Esk Windfarm | Pro-Rata |  |  | ROI-W/2,ROI/1 |  | 1 | 0 | 23.2 | wind | No | 0 | 0 | 9000 | 0
BGH_I_Z_110 | CD1 | GU_401070 | Carraigcannon Windfarm | Pro-Rata |  |  | ROI-W/2,ROI/1 |  | 1 | 0 | 20 | wind | No | 0 | 0 | 9000 | 0
BGN_I_Z_110 | QA1 | GU_407330 | Moanvane Windfarm | Pro-Rata |  |  | ROI/1 |  | 1 | 0 | 56.4 | wind | No | 0 | 0 | 9000 | 0
BOL_I_Z_110 | BT1 | GU_401720 | Booltiagh Windfarm | Pro-Rata |  |  | ROI-W/1,ROI-W/2,ROI/1 |  | 1 | 0 | 20 | wind | No | 0 | 0 | 9000 | 0
BOL_I_Z_110 | BT2 | GU_401730 | Booltiagh 2 Wind Farm | Pro-Rata |  |  | ROI-W/1,ROI-W/2,ROI/1 |  | 1 | 0 | 12 | wind | No | 0 | 0 | 9000 | 0
BOL_I_Z_110 | LY1 | GU_403950 | Lissycasey Windfarm | Pro-Rata |  |  | ROI-W/1,ROI-W/2,ROI/1 |  | 1 | 0 | 13.4 | wind | No | 0 | 0 | 9000 | 0
BOL_I_Z_110 | SF1 | GU_403800 | Sorrell Island 1 Windfarm | Pro-Rata |  |  | ROI-W/1,ROI-W/2,ROI/1 |  | 1 | 0 | 24 | wind | No | 0 | 0 | 9000 | 0
BOL_I_Z_110 | SF2 | GU_404480 | Sorrell Island 2 Windfarm | Pro-Rata |  |  | ROI-W/1,ROI-W/2,ROI/1 |  | 1 | 0 | 8.55 | wind | No | 0 | 0 | 9000 | 0
BOL_I_Z_110 | BJ1 | GU_403770 | Boolynagleragh Windfarm | Pro-Rata |  |  | ROI-W/1,ROI-W/2,ROI/1 |  | 1 | 0 | 36.98 | wind | No | 0 | 0 | 9000 | 0
BRO_N_Z_110 | BKY | GU_501670 | Brockaghboy | Pro-Rata |  |  | NI/1,NI/4,NI/5 |  | 1 | 0 | 47.5 | wind | No | 0 | 0 | 9000 | 0
CLW_I_Z_110 | GE1 | GU_401060 | Gortahile Windfarm Ltd Generator Unit | Pro-Rata |  |  | ROI/1 |  | 1 | 0 | 20 | wind | No | 0 | 0 | 9000 | 0
CAR_N_Z_110 | CNH | GU_501210 | Carn Hill Wind Farm | Pro-Rata |  |  | NI/4 |  | 1 | 0 | 13.8 | wind | No | 0 | 0 | 9000 | 0
CDN_I_Z_110 | XA1 | GU_404330 | Carrigdangan Windfarm | Pro-Rata |  |  | ROI-W/2,ROI/1 |  | 1 | 0 | 54.3 | wind | No | 0 | 0 | 9000 | 0
CBR_I_Z_110 | MX1 | GU_403740 | Raheen Barr Wind Farm | Pro-Rata |  |  | ROI-NW/4,ROI-W/1,ROI-W/2,ROI-W/6,ROI/1 |  | 1 | 0 | 18.7 | wind | No | 0 | 0 | 9000 | 0
CF_I_Z_110 | AS1 | GU_401820 | Acres Windfarm | Pro-Rata |  |  | ROI-NW/3,ROI-NW/4,ROI-W/2,ROI/1 |  | 1 | 0 | 17.5 | wind | No | 0 | 0 | 9000 | 0
CTN_I_Z_110 | CP1 | GU_402150 | Cappawhite | Pro-Rata |  |  | ROI-W/1,ROI-W/2,ROI-W/4,ROI/1 |  | 1 | 0 | 52 | wind | No | 0 | 0 | 9000 | 0
CTN_I_Z_110 | CP3 | GU_402340 | Cappawhite B Windfarm | Pro-Rata |  |  | ROI-W/1,ROI-W/2,ROI-W/4,ROI/1 |  | 1 | 0 | 14.132 | wind | No | 0 | 0 | 9000 | 0
CTN_I_Z_110 | GM1 | GU_401740 | Garracummer Wind Farm Ltd | Pro-Rata |  |  | ROI-W/1,ROI-W/2,ROI-W/4,ROI/1 |  | 1 | 0 | 38 | wind | No | 0 | 0 | 9000 | 0
CTN_I_Z_110 | GU1 | GU_401250 | Glenough Windfarm | Pro-Rata |  |  | ROI-W/1,ROI-W/2,ROI-W/4,ROI/1 |  | 1 | 0 | 32.5 | wind | No | 0 | 0 | 9000 | 0
CTN_I_Z_110 | GY1 | GU_404470 | Glencarbry Windfarm | Pro-Rata |  |  | ROI-W/1,ROI-W/2,ROI-W/4,ROI/1 |  | 1 | 0 | 33 | wind | No | 0 | 0 | 9000 | 0
CHA_I_Z_110 | KQ1 | GU_403930 | Knocknatallig Windfarm | Pro-Rata |  |  | ROI-W/2,ROI-SW/3c,ROI/1 |  | 1 | 0 | 18.3 | wind | No | 0 | 0 | 9000 | 0
CHA_I_Z_110 | PO1 | GU_402190 | Castlepook Windfarm | Pro-Rata |  |  | ROI-W/2,ROI-SW/3c,ROI/1 |  | 1 | 0 | 33.1 | wind | No | 0 | 0 | 9000 | 0
CLH_I_Z_110 | CJ1 | GU_400660 | Pallas Generator Unit | Pro-Rata |  |  | ROI-W/2,ROI/1 |  | 1 | 0 | 37.85 | wind | No | 0 | 0 | 9000 | 0
CLH_I_Z_110 | CJ2 | GU_401980 | Clahane 2 Windfarm | Pro-Rata |  |  | ROI-W/2,ROI/1 |  | 1 | 0 | 14 | wind | No | 0 | 0 | 9000 | 0
CBL_I_Z_110 | CL1 | GU_404570 | Cloghboola Wind Farm | Pro-Rata |  |  | ROI-W/2 |  | 1 | 0 | 46 | wind | No | 0 | 0 | 9000 | 0
CBL_I_Z_110 | DA1 | GU_404490 | Glanaruddery 1 Windfarm | Pro-Rata |  |  | ROI-W/2 |  | 1 | 0 | 20 | wind | No | 0 | 0 | 9000 | 0
CBL_I_Z_110 | DA2 | GU_404500 | Glanaruddery 2 Windfarm | Pro-Rata |  |  | ROI-W/2 |  | 1 | 0 | 12 | wind | No | 0 | 0 | 9000 | 0
CBL_I_Z_110 | KI1 | GU_402280 | Cloghanaleskirt Windfarm | Pro-Rata |  |  | ROI-W/2 |  | 1 | 0 | 11.5 | wind | No | 0 | 0 | 9000 | 0
CLO_I_Z_110 | OA1 | GU_404930 | Croaghonagh Windfarm | Pro-Rata |  |  | ROI/1 |  | 1 | 0 | 90 | wind | No | 0 | 0 | 9000 | 0
CPS_N_Z_110 | GAR | GU_500720 | Garves Wind Farm | Pro-Rata |  |  | NI/1,NI/4 |  | 1 | 0 | 15 | wind | No | 0 | 0 | 9000 | 0
CPS_N_Z_110 | GRU | GU_504240 | Gruig Wind Farm | Pro-Rata |  |  | NI/1,NI/4 |  | 1 | 0 | 25 | wind | No | 0 | 0 | 9000 | 0
CPS_N_Z_110 | DMR | GU_501250 | Dunmore Wind Farm | Pro-Rata |  |  | NI/1,NI/4 |  | 1 | 0 | 21 | wind | No | 0 | 0 | 9000 | 0
CPS_N_Z_110 | DBG | GU_503920 | Dunbeg Wind Farm | Pro-Rata |  |  | NI/1,NI/4 |  | 1 | 0 | 42 | wind | No | 0 | 0 | 9000 | 0
CPS_N_Z_110 | MBY | GU_501360 | Monnaboy Wind Farm | Pro-Rata |  |  | NI/1,NI/4 |  | 1 | 0 | 12 | wind | No | 0 | 0 | 9000 | 0
CGL_I_Z_110 | CG1 | GU_404210 | Coomagearlahy Generator Unit | Pro-Rata |  |  | ROI-W/2,ROI/1 |  | 1 | 0 | 42.5 | wind | No | 0 | 0 | 9000 | 0
CGL_I_Z_110 | CG2 | GU_400730 | SWS Green Energy Gen Unit (Sillahertane) | Pro-Rata |  |  | ROI-W/2,ROI/1 |  | 1 | 0 | 8.5 | wind | No | 0 | 0 | 9000 | 0
CGL_I_Z_110 | CG3 | GU_400731 | SWS Kilgarvan Ext Inchincoosh | Pro-Rata |  |  | ROI-W/2,ROI/1 |  | 1 | 0 | 30 | wind | No | 0 | 0 | 9000 | 0
CTG_I_Z_110 | YT1 | GU_403810 | Cleanrath | Pro-Rata |  |  | ROI-W/2,ROI/1 |  | 1 | 0 | 42.64 | wind | No | 0 | 0 | 9000 | 0
CTG_I_Z_110 | GD1 | GU_403790 | Grousemount Windfarm | Pro-Rata |  |  | ROI-W/2,ROI/1 |  | 1 | 0 | 114.2 | wind | No | 0 | 0 | 9000 | 0
CDL_I_Z_110 | DL1 | GU_402110 | Cordal 1 Windfarm | Pro-Rata |  |  | ROI-W/2,ROI/1 |  | 1 | 0 | 36 | wind | No | 0 | 0 | 9000 | 0
CDL_I_Z_110 | DL2 | GU_402130 | Cordal 2 Windfarm | Pro-Rata |  |  | ROI-W/2,ROI/1 |  | 1 | 0 | 54 | wind | No | 0 | 0 | 9000 | 0
CDL_I_Z_110 | OG1 | GU_403920 | Coollegrean Windfarm | Pro-Rata |  |  | ROI-W/2,ROI/1 |  | 1 | 0 | 17.5 | wind | No | 0 | 0 | 9000 | 0
CDL_I_Z_110 | ST1 | GU_402250 | Scartaglen 1 Windfarm | Pro-Rata |  |  | ROI-W/2,ROI/1 |  | 1 | 0 | 34.5 | wind | No | 0 | 0 | 9000 | 0
CDL_I_Z_110 | ST2 | GU_402260 | Scartaglen 2 Windfarm | Pro-Rata |  |  | ROI-W/2,ROI/1 |  | 1 | 0 | 4.8 | wind | No | 0 | 0 | 9000 | 0
CDY_I_Z_110 | TM2 | GU_402160 | Tullynamoyle Windfarm 2 | Pro-Rata |  |  | ROI-NW/3,ROI-NW/4,ROI-W/1,ROI-W/2,ROI/1 |  | 1 | 0 | 10.3 | wind | No | 0 | 0 | 9000 | 0
CDY_I_Z_110 | TM3 | GU_402200 | Tullynamoyle 3 Windfarm | Pro-Rata |  |  | ROI-NW/3,ROI-NW/4,ROI-W/1,ROI-W/2,ROI/1 |  | 1 | 0 | 13.58 | wind | No | 0 | 0 | 9000 | 0
CUN_I_Z_110 | KG2 | GU_400021 | Dunneil Windfarm (Kingsmountain Phase 2) | Pro-Rata |  |  | ROI-NW/3,ROI-NW/4,ROI-W/1,ROI-W/2,ROI-W/6,ROI-W/8,ROI/1 |  | 1 | 0 | 11.05 | wind | No | 0 | 0 | 9000 | 0
CUN_I_Z_110 | KGM | GU_400020 | Kingsmountain Generator Unit | Pro-Rata |  |  | ROI-NW/3,ROI-NW/4,ROI-W/1,ROI-W/2,ROI-W/6,ROI-W/8,ROI/1 |  | 1 | 0 | 25 | wind | No | 0 | 0 | 9000 | 0
DLT_I_Z_110 | MM1 | GU_403400 | Magheramore Windfarm | Pro-Rata |  |  | ROI-NW/4,ROI-W/1,ROI-W/2,ROI-W/6,ROI/1 |  | 1 | 0 | 40.8 | wind | No | 0 | 0 | 9000 | 0
DYN_I_Z_110 | DY1 | GU_401440 | Derrybrien Wind Farm | Pro-Rata |  |  | ROI-W/1,ROI-W/2,ROI/1 |  | 1 | 0 | 59.5 | wind | No | 0 | 0 | 9000 | 0
DEY_I_Z_110 | NC1 | GU_405160 | Cloghan Wind Farm | Pro-Rata |  |  | ROI/1 |  | 1 | 0 | 34 | wind | No | 0 | 0 | 9000 | 0
DRO_I_Z_110 | DR1 | GU_400920 | Dromada Windfarm Generator Unit | Pro-Rata |  |  | ROI-W/2,ROI/1 |  | 1 | 0 | 28.5 | wind | No | 0 | 0 | 9000 | 0
DRQ_N_Z_110 | CNV | GU_501750 | Cornavarrow Wind Farm | Pro-Rata |  |  | NI/2,NI/3 |  | 1 | 0 | 38.4 | wind | No | 0 | 0 | 9000 | 0
DRQ_N_Z_110 | CCG | GU_501730 | Castlecraig Wind Farm | Pro-Rata |  |  | NI/2,NI/3 |  | 1 | 0 | 25 | wind | No | 0 | 0 | 9000 | 0
DDK_I_Z_110 | GR1 | GU_401890 | Grove Hill Windfarm | Pro-Rata |  |  | ROI/1 |  | 1 | 0 | 16.1 | wind | No | 0 | 0 | 9000 | 0
DUN_N_Z_110 | CRO | GU_501050 | Crockagarran Wind Farm | Pro-Rata |  |  | NI/4 |  | 1 | 0 | 17.5 | wind | No | 0 | 0 | 9000 | 0
DMY_I_Z_110 | BA1 | GU_406600 | Ballybane Generator Unit | Pro-Rata |  |  | ROI-W/2,ROI/1 |  | 1 | 0 | 27.95 | wind | No | 0 | 0 | 9000 | 0
DMY_I_Z_110 | BA2 | GU_401790 | Ballybane Wind Farm Phase 2 | Pro-Rata |  |  | ROI-W/2,ROI/1 |  | 1 | 0 | 13.05 | wind | No | 0 | 0 | 9000 | 0
DMY_I_Z_110 | BA3 | GU_402010 | Ballybane Wind Farm Phase 3 | Pro-Rata |  |  | ROI-W/2,ROI/1 |  | 1 | 0 | 4.45 | wind | No | 0 | 0 | 9000 | 0
DMY_I_Z_110 | KV1 | GU_401950 | Kilaveenoge 1 WF | Pro-Rata |  |  | ROI-W/2,ROI/1 |  | 1 | 0 | 24.8 | wind | No | 0 | 0 | 9000 | 0
ENN_N_Z_110 | CAL | GU_500020 | Callagheen Wind Farm | Pro-Rata |  |  | NI/2,NI/3,NI/4 |  | 1 | 0 | 16.9 | wind | No | 0 | 0 | 9000 | 0
ENN_N_Z_110 | ORA | GU_501520 | Ora More Wind Farm | Pro-Rata |  |  | NI/2,NI/3,NI/4 |  | 1 | 0 | 15 | wind | No | 0 | 0 | 9000 | 0
GRO_I_Z_110 | CZ1 | GU_400591 | Coomacheo Generator Unit | Pro-Rata |  |  | ROI-W/2,ROI/1 |  | 1 | 0 | 59.225 | wind | No | 0 | 0 | 9000 | 0
RSK_N_Z_110 | CGR | GU_504030 | Craiggore Windfarm | Pro-Rata |  |  | NI/1,NI/4,NI/5 |  | 1 | 0 | 23.5 | wind | No | 0 | 0 | 9000 | 0
RSK_N_Z_110 | EVG | GU_504040 | Evishagaran Windfarm | Pro-Rata |  |  | NI/1,NI/4,NI/5 |  | 1 | 0 | 46.8 | wind | No | 0 | 0 | 9000 | 0
GRV_I_Z_110 | DS1 | GU_405830 | Derrysallagh Windfarm | Pro-Rata |  |  | NI/1,NI/4,NI/5,ROI-NW/3,ROI-NW/4,ROI-W/1,ROI-W/2,ROI/1 |  | 1 | 0 | 32 | wind | No | 0 | 0 | 9000 | 0
GRV_I_Z_110 | GH1 | GU_400950 | Garvagh Glebe Generator Unit | Pro-Rata |  |  | NI/1,NI/4,NI/5,ROI-NW/3,ROI-NW/4,ROI-W/1,ROI-W/2,ROI/1 |  | 1 | 0 | 26 | wind | No | 0 | 0 | 9000 | 0
GRV_I_Z_110 | GH2 | GU_400940 | Tullynahaw Generator Unit | Pro-Rata |  |  | NI/1,NI/4,NI/5,ROI-NW/3,ROI-NW/4,ROI-W/1,ROI-W/2,ROI/1 |  | 1 | 0 | 22 | wind | No | 0 | 0 | 9000 | 0
GAE_I_Z_110 | GLC | GU_400060 | Midas Generator Unit | Pro-Rata |  |  | ROI-W/2,ROI/1 |  | 1 | 0 | 29.8 | wind | No | 0 | 0 | 9000 | 0
GLE_I_Z_110 | MR1 | GU_403980 | Mauricetown Windfarm | Pro-Rata |  |  | ROI-W/2,ROI-SW/3a,ROI-SW/3b,ROI-SW/3c,ROI/1,ROI/1 |  | 1 | 0 | 13.8 | wind | No | 0 | 0 | 9000 | 0
GLE_I_Z_110 | TR1 | GU_404990 | Taurbeg Wind Farm | Pro-Rata |  |  | ROI-W/2,ROI-SW/3a,ROI-SW/3b,ROI-SW/3c,ROI/1,ROI/1 |  | 1 | 0 | 25.3 | wind | No | 0 | 0 | 9000 | 0
GLR_I_Z_110 | GJ1 | GU_403880 | Bunnyconnellan Windfarm | Pro-Rata |  |  | ROI-NW/3,ROI-NW/4,ROI-W/1,ROI-W/2,ROI-W/6,ROI-W/8,ROI/1 |  | 1 | 0 | 28 | wind | No | 0 | 0 | 9000 | 0
GLR_I_Z_110 | XL1 | GU_403990 | Black Lough WFPS | Pro-Rata |  |  | ROI-NW/3,ROI-NW/4,ROI-W/1,ROI-W/2,ROI-W/6,ROI-W/8,ROI/1 |  | 1 | 0 | 12.5 | wind | No | 0 | 0 | 9000 | 0
GLR_I_Z_110 | XR1 | GU_401280 | Carrowleagh Windfarm | Pro-Rata |  |  | ROI-NW/3,ROI-NW/4,ROI-W/1,ROI-W/2,ROI-W/6,ROI-W/8,ROI/1 |  | 1 | 0 | 34.15 | wind | No | 0 | 0 | 9000 | 0
GOL_I_T_110 | GO1 | GU_405880 | Barnesmore (Golagh) Windfarm | Pro-Rata |  |  | ROI/1 |  | 1 | 0 | 12 | wind | No | 0 | 0 | 9000 | 0
GWE_I_Z_110 | SD1 | GU_500740 | Slieve Divena Wind Farm | Pro-Rata |  |  | NI/2,ROI/1 |  | 1 | 0 | 30 | wind | No | 0 | 0 | 9000 | 0
GWE_I_Z_110 | SD2 | GU_501550 | Slieve Divena 2 Wind Farm | Pro-Rata |  |  | NI/2,ROI/1 |  | 1 | 0 | 18.8 | wind | No | 0 | 0 | 9000 | 0
GWE_I_Z_110 | AKN | GU_503790 | Altamuskin Wind Farm | Pro-Rata |  |  | NI/2,ROI/1 |  | 1 | 0 | 14.1 | wind | No | 0 | 0 | 9000 | 0
GWE_I_Z_110 | STS | GU_501700 | Shantavny Scotch Wind Farm | Pro-Rata |  |  | NI/2,ROI/1 |  | 1 | 0 | 16.1 | wind | No | 0 | 0 | 9000 | 0
GWE_I_Z_110 | TGS | GU_501740 | Teiges Wind Farm | Pro-Rata |  |  | NI/2,ROI/1 |  | 1 | 0 | 12.5 | wind | No | 0 | 0 | 9000 | 0
GWE_I_Z_110 | MUR | GU_504260 | Murley Mountain Windfarm | Pro-Rata |  |  | NI/2,ROI/1 |  | 1 | 0 | 21.6 | wind | No | 0 | 0 | 9000 | 0
IKE_I_T_110 | MH1 | GU_401540 | Monaincha Wind Farm | Pro-Rata |  |  | ROI-W/1,ROI-W/2,ROI/1 |  | 1 | 0 | 35.95 | wind | No | 0 | 0 | 9000 | 0
CUS_I_Z_110 | OE1 | GU_405140 | Cloncreen Wind Farm | Pro-Rata |  |  | ROI/1 |  | 1 | 0 | 75 | wind | No | 0 | 0 | 9000 | 0
KHL_I_Z_110 | KH1 | GU_401780 | Kill Hill Wind Farm Limited | Pro-Rata |  |  | ROI-W/1,ROI-W/2,ROI/1 |  | 1 | 0 | 36 | wind | No | 0 | 0 | 9000 | 0
KMT_N_Z_110 | EGL | GU_501440 | Eglish Wind Farm | Pro-Rata |  |  | NI/2,NI/4 |  | 1 | 0 | 15 | wind | No | 0 | 0 | 9000 | 0
KMT_N_Z_110 | CKT | GU_501190 | Carrickatane Windfarm | Pro-Rata |  |  | NI/2,NI/4 |  | 1 | 0 | 20.7 | wind | No | 0 | 0 | 9000 | 0
KPG_I_Z_110 | KZ1 | GU_402300 | Kelwin Power Plant | Pro-Rata |  |  | ROI-W/2,ROI/1 |  | 1 | 0 | 37.05 | wind | No | 0 | 0 | 9000 | 0
KPG_I_Z_110 | LM1 | GU_402210 | Leanamore Windfarm | Pro-Rata |  |  | ROI-W/2,ROI/1 |  | 1 | 0 | 18 | wind | No | 0 | 0 | 9000 | 0
KCR_I_Z_110 | KC1 | GU_401770 | Knockacummer Wind Farm | Pro-Rata |  |  | NI/4,ROI-W/2,ROI-SW/3a,ROI-SW/3b,ROI-SW/3c,ROI/1 |  | 1 | 0 | 100 | wind | No | 0 | 0 | 9000 | 0
KLH_I_Z_110 | KU1 | GU_403380 | Knockalough WFPS | Pro-Rata |  |  | ROI-W/1,ROI-W/2,ROI-W/3,ROI/1 |  | 1 | 0 | 33.6 | wind | No | 0 | 0 | 9000 | 0
DER_I_Z_110 | YW1 | GU_407510 | Yellow River Windfarm | Pro-Rata |  |  | ROI/1 |  | 1 | 0 | 101 | wind | No | 0 | 0 | 9000 | 0
KNY_I_Z_110 | INW1_1 | GU_401140 | Knock South Windfarm | Pro-Rata |  |  | ROI/1 |  | 1 | 0 | 2.34 | wind | No | 0 | 0 | 9000 | 0
KNY_I_Z_110 | UF1 | GU_405210 | Ardderroo Windfarm | Pro-Rata |  |  | ROI/1 |  | 1 | 0 | 91.2 | wind | No | 0 | 0 | 9000 | 0
LAR_N_Z_110 | BKL | GU_504200 | Ballykeel Windfarm | Pro-Rata |  |  | NI/4 |  | 1 | 0 | 16.1 | wind | No | 0 | 0 | 9000 | 0
LNA_I_Z_110 | LL1 | GU_405930 | Lenalea Windfarm | Pro-Rata |  |  | ROI-NW/1,ROI-NW/3,ROI-NW/4,ROI-W/2,ROI/1 |  | 1 | 0 | 30.1 | wind | No | 0 | 0 | 9000 | 0
LET_I_Z_110 | CAR | GU_403900 | Cark Wind Farm | Pro-Rata |  |  | ROI/1 |  | 1 | 0 | 15 | wind | No | 0 | 0 | 9000 | 0
LET_I_Z_110 | CUH | GU_400030 | Cuillagh Generator Unit | Pro-Rata |  |  | ROI/1 |  | 1 | 0 | 11.88 | wind | No | 0 | 0 | 9000 | 0
LET_I_Z_110 | BM1 | GU_404560 | Beam Hill Wind Farm | Pro-Rata |  |  | ROI/1 |  | 1 | 0 | 14 | wind | No | 0 | 0 | 9000 | 0
LET_I_Z_110 | SN1 | GU_400550 | Sorne Hill Generator Unit | Pro-Rata |  |  | ROI/1 |  | 1 | 0 | 38.9 | wind | No | 0 | 0 | 9000 | 0
LIM_N_Z_110 | ALT | GU_504060 | Altahullion (1) Wind Farm | Pro-Rata |  |  | NI/1,NI/4,NI/5 |  | 1 | 0 | 26 | wind | No | 0 | 0 | 9000 | 0
LIM_N_Z_110 | AL2 | GU_504160 | Altahullion (2) Wind Farm | Pro-Rata |  |  | NI/1,NI/4,NI/5 |  | 1 | 0 | 11.7 | wind | No | 0 | 0 | 9000 | 0
LSN_I_Z_110 | BU1 | GU_401700 | Bruckana Wind Farm Limited | Pro-Rata |  |  | ROI-W/1,ROI-W/2,ROI-W/5,ROI/1 |  | 1 | 0 | 40 | wind | No | 0 | 0 | 9000 | 0
LSN_I_Z_110 | LS1 | GU_400840 | Lisheen Windfarm Phase 1 | Pro-Rata |  |  | ROI-W/1,ROI-W/2,ROI-W/5,ROI/1 |  | 1 | 0 | 36 | wind | No | 0 | 0 | 9000 | 0
LSN_I_Z_110 | LS2 | GU_401750 | Lisheen Wind Farm 2 Ltd | Pro-Rata |  |  | ROI-W/1,ROI-W/2,ROI-W/5,ROI/1 |  | 1 | 0 | 23 | wind | No | 0 | 0 | 9000 | 0
LSN_I_Z_110 | LS3 | GU_404420 | Lisheen III Wind Farm | Pro-Rata |  |  | ROI-W/1,ROI-W/2,ROI-W/5,ROI/1 |  | 1 | 0 | 28.8 | wind | No | 0 | 0 | 9000 | 0
LSA_I_Z_110 | LA1 | GU_406610 | Drumlins Windfarm | Pro-Rata |  |  | ROI-NE/1 |  | 1 | 0 | 48.8 | wind | No | 0 | 0 | 9000 | 0
LWD_I_Z_110 | BY1 | GU_401290 | Ballycadden Wind Farm | Pro-Rata |  |  | ROI/1 |  | 1 | 0 | 15 | wind | No | 0 | 0 | 9000 | 0
LWD_I_Z_110 | BY2 | GU_401360 | Ballycadden Wind Farm Phase 2 | Pro-Rata |  |  | ROI/1 |  | 1 | 0 | 9.2 | wind | No | 0 | 0 | 9000 | 0
LWD_I_Z_110 | CK1 | GU_403390 | Castledockrell Windfarm (Gen Unit) | Pro-Rata |  |  | ROI/1 |  | 1 | 0 | 41.4 | wind | No | 0 | 0 | 9000 | 0
LWD_I_Z_110 | GT1 | GU_401340 | Gibbet Hill Windfarm | Pro-Rata |  |  | ROI/1 |  | 1 | 0 | 14.8 | wind | No | 0 | 0 | 9000 | 0
LOG_N_Z_110 | CNY | GU_501390 | Cloonty Wind Farm | Pro-Rata |  |  | NI/1,NI/4,NI/5 |  | 1 | 0 | 9.2 | wind | No | 0 | 0 | 9000 | 0
LMR_N_Z_110 | CUR | GU_501150 | Curryfree Wind Farm | Pro-Rata |  |  | NI/1,NI/4 |  | 1 | 0 | 15 | wind | No | 0 | 0 | 9000 | 0
MAC_I_Z_110 | BN1 | GU_401150 | Bawnmore Windfarm | Pro-Rata |  |  | ROI-W/2,ROI/1 |  | 1 | 0 | 24 | wind | No | 0 | 0 | 9000 | 0
MKL_N_Z_110 | CRI | GU_503830 | Crighshane Wind Farm | Pro-Rata |  |  | NI/2,NI/4 |  | 1 | 0 | 32.2 | wind | No | 0 | 0 | 9000 | 0
MKL_N_Z_110 | CHU | GU_503840 | Church Hill Wind Farm | Pro-Rata |  |  | NI/2,NI/4 |  | 1 | 0 | 18.4 | wind | No | 0 | 0 | 9000 | 0
MKL_N_Z_110 | TNG | GU_503820 | Thornog Wind Farm | Pro-Rata |  |  | NI/2,NI/4 |  | 1 | 0 | 20 | wind | No | 0 | 0 | 9000 | 0
MKL_N_Z_110 | SRN | GU_503780 | Seegronan Wind Farm | Pro-Rata |  |  | NI/2,NI/4 |  | 1 | 0 | 14.1 | wind | No | 0 | 0 | 9000 | 0
MKL_N_Z_110 | TMA | GU_501500 | Tievenameenta Wind Farm | Pro-Rata |  |  | NI/2,NI/4 |  | 1 | 0 | 34.5 | wind | No | 0 | 0 | 9000 | 0
MTH_I_Z_110 | GA2 | GU_400041 | Gartnaneane Generator Unit | Pro-Rata |  |  | ROI/1 |  | 1 | 0 | 10.5 | wind | No | 0 | 0 | 9000 | 0
MTH_I_Z_110 | RR2 | GU_403970 | Raragh 2 Windfarm | Pro-Rata |  |  | ROI/1 |  | 1 | 0 | 11.5 | wind | No | 0 | 0 | 9000 | 0
MTH_I_Z_110 | VB1 | GU_405110 | Taghart Windfarm | Pro-Rata |  |  | ROI/1 |  | 1 | 0 | 23.1 | wind | No | 0 | 0 | 9000 | 0
MEE_I_Z_110 | MCT | GU_400070 | Meentycat Generator Unit | Pro-Rata |  |  | ROI-NW/2,ROI-NW/3,ROI-NW/4,ROI-W/2,ROI/1 |  | 1 | 0 | 84.96 | wind | No | 0 | 0 | 9000 | 0
MP_I_Z_110 | MP9 | GU_402080 | Moneypoint Windfarm | Pro-Rata |  |  | ROI-W/1,ROI-W/2,ROI/1 |  | 1 | 0 | 17.25 | wind | No | 0 | 0 | 9000 | 0
MLC_I_Z_110 | MO1 | GU_401690 | Mount Lucas Wind Farm Limited | Pro-Rata |  |  | ROI/1 |  | 1 | 0 | 80 | wind | No | 0 | 0 | 9000 | 0
MRY_I_Z_110 | MB1 | GU_401930 | Mulreavy Windfarm | Pro-Rata |  |  | ROI-NW/3,ROI-NW/4,ROI-W/2,ROI/1 |  | 1 | 0 | 89.85 | wind | No | 0 | 0 | 9000 | 0
MRY_I_Z_110 | MB2 | GU_401920 | Meenadreen South 2 Windfarm | Pro-Rata |  |  | ROI-NW/3,ROI-NW/4,ROI-W/2,ROI/1 |  | 1 | 0 | 5.4 | wind | No | 0 | 0 | 9000 | 0
OMA_N_Z_110 | LEN | GU_504050 | Lendrums Bridge (1) Wind Farm | Pro-Rata |  |  | NI/2,NI/4 |  | 1 | 0 | 7.26 | wind | No | 0 | 0 | 9000 | 0
OMA_N_Z_110 | LEN1 | GU_504070 | Lendrums Bridge (2) Wind Farm | Pro-Rata |  |  | NI/2,NI/4 |  | 1 | 0 | 5.94 | wind | No | 0 | 0 | 9000 | 0
OMA_N_Z_110 | HUN | GU_501040 | Hunter's Hill Wind Farm | Pro-Rata |  |  | NI/2,NI/4 |  | 1 | 0 | 20 | wind | No | 0 | 0 | 9000 | 0
OMA_N_Z_110 | TAP | GU_500010 | Tappaghan Wind Farm | Pro-Rata |  |  | NI/2,NI/4 |  | 1 | 0 | 28.5 | wind | No | 0 | 0 | 9000 | 0
OMA_N_Z_110 | SCR | GU_503850 | Screggagh Wind Farm | Pro-Rata |  |  | NI/2,NI/4 |  | 1 | 0 | 20 | wind | No | 0 | 0 | 9000 | 0
RSK_N_Z_110 | LMT | GU_503810 | Long Mountain Wind Farm | Pro-Rata |  |  | NI/1,NI/4,NI/5 |  | 1 | 0 | 27.6 | wind | No | 0 | 0 | 9000 | 0
RSK_N_Z_110 | AVN | GU_501620 | Altaveedan Wind Farm | Pro-Rata |  |  | NI/1,NI/4,NI/5 |  | 1 | 0 | 18 | wind | No | 0 | 0 | 9000 | 0
RAT_I_Z_110 | GW1 | GU_401090 | Grouselodge Windfarm (Gen Unit) | Pro-Rata |  |  | ROI-W/1,ROI-W/2,ROI-SW/2,ROI/1 |  | 1 | 0 | 15 | wind | No | 0 | 0 | 9000 | 0
RAT_I_Z_110 | RC1 | GU_401080 | Rathcahill West Windfarm | Pro-Rata |  |  | ROI-W/1,ROI-W/2,ROI-SW/2,ROI/1 |  | 1 | 0 | 12.5 | wind | No | 0 | 0 | 9000 | 0
RRU_I_Z_110 | BD1 | GU_400050 | Bindoo Generator Unit | Pro-Rata |  |  | ROI-NE/1,ROI/1 |  | 1 | 0 | 48 | wind | No | 0 | 0 | 9000 | 0
RRU_I_Z_110 | ML1 | GU_400620 | Mountain Lodge Wind Farm | Pro-Rata |  |  | ROI-NE/1,ROI/1 |  | 1 | 0 | 30.62 | wind | No | 0 | 0 | 9000 | 0
REM_I_Z_110 | KM1 | GU_401350 | Knocknagoum Windfarm Limited | Pro-Rata |  |  | ROI-W/2 |  | 1 | 0 | 44.35 | wind | No | 0 | 0 | 9000 | 0
REM_I_Z_110 | MU1 | GU_400960 | Muingnaminnane Generator Unit | Pro-Rata |  |  | ROI-W/2 |  | 1 | 0 | 14.8 | wind | No | 0 | 0 | 9000 | 0
SAL_I_Z_110 | LG1 | GU_401500 | Leitir Guingaid Wind Farm phase 1 | Pro-Rata |  |  | ROI-W/1,ROI-W/2,ROI-W/3,ROI/1 |  | 1 | 0 | 40.9 | wind | No | 0 | 0 | 9000 | 0
SKL_I_Z_110 | AL1 | GU_402220 | Carrickallen Windfarm | Pro-Rata |  |  | ROI-NE/1,ROI/1 |  | 1 | 0 | 20.5 | wind | No | 0 | 0 | 9000 | 0
KMT_N_Z_110 | SK1 | GU_501160 | Slieve Kirk Wind Farm | Pro-Rata |  |  | NI/2,NI/4 |  | 1 | 0 | 73.6 | wind | No | 0 | 0 | 9000 | 0
DAL_I_T_110 | DN1 | GU_406620 | Derrinlough Windfarm | Pro-Rata |  |  | ROI-W/1,ROI-W/2,ROI/1 |  | 1 | 0 | 105 | wind | No | 0 | 0 | 9000 | 0
TAW_I_Z_110 | KF1 | GU_403750 | Killala Windfarm | Pro-Rata |  |  | ROI-NW/3,ROI-NW/4,ROI-W/1,ROI-W/2,ROI-W/6,ROI-W/7,ROI-W/8,ROI/1 |  | 1 | 0 | 19.2 | wind | No | 0 | 0 | 9000 | 0
THU_I_Z_110 | AC1 | GU_401670 | Cnoc Windfarms | Pro-Rata |  |  | ROI-W/1,ROI-W/2,ROI/1 |  | 1 | 0 | 11.5 | wind | No | 0 | 0 | 9000 | 0
THU_I_Z_110 | BS1 | GU_404580 | Ballybay Wind Farm | Pro-Rata |  |  | ROI-W/1,ROI-W/2,ROI/1 |  | 1 | 0 | 13.8 | wind | No | 0 | 0 | 9000 | 0
TIV_I_Z_110 | YC2 | GU_403840 | Cronalaght 2 | Pro-Rata |  |  | ROI/1 |  | 1 | 0 | 17.25 | wind | No | 0 | 0 | 9000 | 0
TEN_I_Z_110 | TE1 | GU_406590 | Timahoe North Solar Farm | Pro-Rata |  |  | ROI/1 |  | 1 | 0 | 70 | wind | No | 0 | 0 | 9000 | 0
TRL_I_Z_110 | BCW | GU_401000 | Ballincollig Hill Generator Unit | Pro-Rata |  |  | ROI-W/2,ROI/1 |  | 1 | 0 | 13.3 | wind | No | 0 | 0 | 9000 | 0
TRL_I_Z_110 | TUR | GU_403830 | Tursillagh Windfarm | Pro-Rata |  |  | ROI-W/2,ROI/1 |  | 1 | 0 | 15.18 | wind | No | 0 | 0 | 9000 | 0
TRE_N_Z_110 | GFB | GU_503800 | Gortfinbar Wind Farm | Pro-Rata |  |  | NI/2,NI/4 |  | 1 | 0 | 15 | wind | No | 0 | 0 | 9000 | 0
TRE_N_Z_110 | CNR | GU_503940 | Cregganconroe Wind Farm | Pro-Rata |  |  | NI/2,NI/4 |  | 1 | 0 | 13.8 | wind | No | 0 | 0 | 9000 | 0
TRE_N_Z_110 | INT | GU_503930 | Inishative Wind Farm | Pro-Rata |  |  | NI/2,NI/4 |  | 1 | 0 | 13.8 | wind | No | 0 | 0 | 9000 | 0
TRE_N_Z_110 | CDN | GU_501710 | Crockandun Wind Farm | Pro-Rata |  |  | NI/2,NI/4 |  | 1 | 0 | 15 | wind | No | 0 | 0 | 9000 | 0
TRE_N_Z_110 | CKD | GU_501430 | Crockdun Wind Farm | Pro-Rata |  |  | NI/2,NI/4 |  | 1 | 0 | 12.5 | wind | No | 0 | 0 | 9000 | 0
TRI_I_Z_110 | KW2 | GU_404290 | Knockawarriga 2 Windfarm | Pro-Rata |  |  | ROI-W/2,ROI/1 |  | 1 | 0 | 6.6 | wind | No | 0 | 0 | 9000 | 0
TBK_I_T_110 | MMR | GU_400970 | Moanmore Windfarm Generator Unit | Pro-Rata |  |  | ROI-W/1,ROI-W/2,ROI/1 |  | 1 | 0 | 12.6 | wind | No | 0 | 0 | 9000 | 0
TBK_I_T_110 | TK1 | GU_402050 | Tullabrack Windfarm | Pro-Rata |  |  | ROI-W/1,ROI-W/2,ROI/1 |  | 1 | 0 | 13.8 | wind | No | 0 | 0 | 9000 | 0
UGL_I_Z_110 | SO1 | GU_401990 | Seecon Windfarm | Pro-Rata |  |  | ROI-W/1,ROI-W/2,ROI-W/3,ROI/1 |  | 1 | 0 | 105 | wind | No | 0 | 0 | 9000 | 0
UGL_I_Z_110 | UG1 | GU_401960 | Uggool Wind Farm | Pro-Rata |  |  | ROI-W/1,ROI-W/2,ROI-W/3,ROI/1 |  | 1 | 0 | 64 | wind | No | 0 | 0 | 9000 | 0
WAT_I_Z_110 | BX1 | GU_401710 | Ballymartin Wind Farm Phase 1 | Pro-Rata |  |  | ROI/1 |  | 1 | 0 | 6 | wind | No | 0 | 0 | 9000 | 0
WAT_I_Z_110 | BX2 | GU_401760 | Ballymartin Wind Farm Phase 2 | Pro-Rata |  |  | ROI/1 |  | 1 | 0 | 9 | wind | No | 0 | 0 | 9000 | 0
WEX_I_Z_110 | CNS | GU_400470 | Carnsore Point Generator Unit | Pro-Rata |  |  | ROI/1 |  | 1 | 0 | 11.9 | wind | No | 0 | 0 | 9000 | 0
WEX_I_Z_110 | RF1 | GU_400080 | Richfield Generator Unit | Pro-Rata |  |  | ROI/1 |  | 1 | 0 | 27 | wind | No | 0 | 0 | 9000 | 0
WHO_I_Z_110 | WS1 | GU_401680 | Woodhouse Wind Farm | Pro-Rata |  |  | ROI/1 |  | 1 | 0 | 20 | wind | No | 0 | 0 | 9000 | 0
Note on Q53: [Threaded comment] Your version of Excel allows you to read this threaded comment; however, any edits to it will get removed if the file is opened in a newer version of Excel. Learn more: https://go.microsoft.com/fwlink/?linkid=870924 Comment: Manually Set to 0
Note on Q54: [Threaded comment] Your version of Excel allows you to read this threaded comment; however, any edits to it will get removed if the file is opened in a newer version of Excel. Learn more: https://go.microsoft.com/fwlink/?linkid=870924 Comment: Manually Set to 0
Note on J57: [Threaded comment] Your version of Excel allows you to read this threaded comment; however, any edits to it will get removed if the file is opened in a newer version of Excel. Learn more: https://go.microsoft.com/fwlink/?linkid=870924 Comment: Not included in model - BESS
Note on J60: [Threaded comment] Your version of Excel allows you to read this threaded comment; however, any edits to it will get removed if the file is opened in a newer version of Excel. Learn more: https://go.microsoft.com/fwlink/?linkid=870924 Comment: Not included in model - BESS
Note on J61: [Threaded comment] Your version of Excel allows you to read this threaded comment; however, any edits to it will get removed if the file is opened in a newer version of Excel. Learn more: https://go.microsoft.com/fwlink/?linkid=870924 Comment: Not included in model - BESS
Note on Q62: [Threaded comment] Your version of Excel allows you to read this threaded comment; however, any edits to it will get removed if the file is opened in a newer version of Excel. Learn more: https://go.microsoft.com/fwlink/?linkid=870924 Comment: Manually Set to 0
Note on J73: [Threaded comment] Your version of Excel allows you to read this threaded comment; however, any edits to it will get removed if the file is opened in a newer version of Excel. Learn more: https://go.microsoft.com/fwlink/?linkid=870924 Comment: Not included in model - BESS
Note on Q77: [Threaded comment] Your version of Excel allows you to read this threaded comment; however, any edits to it will get removed if the file is opened in a newer version of Excel. Learn more: https://go.microsoft.com/fwlink/?linkid=870924 Comment: Manually Set to 0
Note on Q84: [Threaded comment] Your version of Excel allows you to read this threaded comment; however, any edits to it will get removed if the file is opened in a newer version of Excel. Learn more: https://go.microsoft.com/fwlink/?linkid=870924 Comment: Manually Set to 0
Note on Q85: [Threaded comment] Your version of Excel allows you to read this threaded comment; however, any edits to it will get removed if the file is opened in a newer version of Excel. Learn more: https://go.microsoft.com/fwlink/?linkid=870924 Comment: Manually Set to 0
Note on Q86: [Threaded comment] Your version of Excel allows you to read this threaded comment; however, any edits to it will get removed if the file is opened in a newer version of Excel. Learn more: https://go.microsoft.com/fwlink/?linkid=870924 Comment: Manually Set to 0
Note on Q87: [Threaded comment] Your version of Excel allows you to read this threaded comment; however, any edits to it will get removed if the file is opened in a newer version of Excel. Learn more: https://go.microsoft.com/fwlink/?linkid=870924 Comment: Manually Set to 0

## ts_PGLB
timestep | EWIC | GLK | M | DV1 | SB1 | KD1 | RD1 | OY1 | OY2 | KW1 | TN2 | MYM | SL2 | CBY | ABK | RL1 | YR1 | AH1 | XT1 | BW1 | RHY | EGH | BF1 | SS1 | MC1 | YV2 | BG1 | BG2 | ES1 | CD1 | QA1 | BT1 | BT2 | LY1 | SF1 | SF2 | BJ1 | BKY | GE1 | CNH | XA1 | MX1 | AS1 | CP1 | CP3 | GM1 | GU1 | GY1 | KQ1 | PO1 | CJ1 | CJ2 | CL1 | DA1 | DA2 | KI1 | OA1 | GAR | GRU | DMR | DBG | MBY | CG1 | CG2 | CG3 | YT1 | GD1 | DL1 | DL2 | OG1 | ST1 | ST2 | TM2 | TM3 | KG2 | KGM | MM1 | DY1 | NC1 | DR1 | CNV | CCG | GR1 | CRO | BA1 | BA2 | BA3 | KV1 | CAL | ORA | CZ1 | CGR | EVG | DS1 | GH1 | GH2 | GLC | MR1 | TR1 | GJ1 | XL1 | XR1 | GO1 | SD1 | SD2 | AKN | STS | TGS | MUR | MH1 | OE1 | KH1 | EGL | CKT | KZ1 | LM1 | KC1 | KU1 | YW1 | INW1_1 | UF1 | BKL | LL1 | CAR | CUH | BM1 | SN1 | ALT | AL2 | BU1 | LS1 | LS2 | LS3 | LA1 | BY1 | BY2 | CK1 | GT1 | CNY | CUR | BN1 | CRI | CHU | TNG | SRN | TMA | GA2 | RR2 | VB1 | MCT | MP9 | MO1 | MB1 | MB2 | LEN | LEN1 | HUN | TAP | SCR | LMT | AVN | GW1 | RC1 | BD1 | ML1 | KM1 | MU1 | LG1 | AL1 | SK1 | DN1 | KF1 | AC1 | BS1 | YC2 | TE1 | BCW | TUR | GFB | CNR | INT | CDN | CKD | KW2 | MMR | TK1 | SO1 | UG1 | BX1 | BX2 | CNS | RF1 | WS1 | HS1 | NA1 | YM1 | QB1 | HT1 | IA1 | IA2 | NB1 | LRP | BDP | MRP | LO1 | JG1 | DZ1 | BNP | RT1 | RO1 | TL1 | LPS | MP1 | MP2 | MP3 | BGT1 | BGT2 | C30 | ED3 | ED5 | RP1 | RP2 | KZ3 | KGT1 | KGT2 | KGT3 | KGT4 | TB5 | SQ1 | TP1 | TP3 | B10 | DG1 | HN2 | HNC | NICG2 | NW8 | TYC | AA1 | AA2 | AA3 | AA4 | CU1 | LE3 | ER3 | ER4 | ER1 | ER2 | LE1 | LE2 | LI1 | LI2 | LI3 | LI4 | LI5 | AT1 | AT2 | AT4 | AD2 | SK3 | SK4 | B31 | B32 | CGT8 | FG2 | IW1 | WG1 | GI4 | IL1 | IL2 | IL3 | IL4 | IL5 | IL6 | DB1 | IS3 | KGT6 | KGT7 | PB7 | DW1 | PBA | PBB | CMN | ED1 | TH1 | TH2 | TH3 | TH4
05/07/25 00:00 | 17 | 113 | 274.5 | 0 | 0 | 0 | 0 | 0 | 0 | 0 | 0 | 0 | 0 | 0 | 0 | 0 | 0 | 0 | 0 | 0 | 0 | 0 | 0 | 0 | 0 | 0 | 0 | 0 | 0 | 0 | 0 | 0 | 0 | 0 | 0 | 0 | 0 | 0 | 0 | 0 | 0 | 0 | 0 | 0 | 0 | 0 | 0 | 0 | 0 | 0 | 0 | 0 | 0 | 0 | 0 | 0 | 0 | 0 | 0 | 0 | 0 | 0 | 0 | 0 | 0 | 0 | 0 | 0 | 0 | 0 | 0 | 0 | 0 | 0 | 0 | 0 | 0 | 0 | 0 | 0 | 0 | 0 | 0 | 0 | 0 | 0 | 0 | 0 | 0 | 0 | 0 | 0 | 0 | 0 | 0 | 0 | 0 | 0 | 0 | 0 | 0 | 0 | 0 | 0 | 0 | 0 | 0 | 0 | 0 | 0 | 0 | 0 | 0 | 0 | 0 | 0 | 0 | 0 | 0 | 0 | 0 | 0 | 0 | 0 | 0 | 0 | 0 | 0 | 0 | 0 | 0 | 0 | 0 | 0 | 0 | 0 | 0 | 0 | 0 | 0 | 0 | 0 | 0 | 0 | 0 | 0 | 0 | 0 | 0 | 0 | 0 | 0 | 0 | 0 | 0 | 0 | 0 | 0 | 0 | 0 | 0 | 0 | 0 | 0 | 0 | 0 | 0 | 0 | 0 | 0 | 0 | 0 | 0 | 0 | 0 | 0 | 0 | 0 | 0 | 0 | 0 | 0 | 0 | 0 | 0 | 0 | 0 | 0 | 0 | 0 | 0 | 0 | 0 | 0 | 0 | 0 | 0 | 0 | 0 | 0 | 0 | 0 | 0 | 0 | 0 | 0 | 0 | 0 | 0 | 0 | 0 | 12.74 | 99 | 99 | 99 | 8 | 8 | 8 | 20 | 20 | 5 | 5 | 0.2 | 5 | 5 | 12.82 | 12.82 | 25 | 16 | 5 | 5 | 63 | 18 | 121 | 120 | 0 | 17 | 194 | 11.9 | 11.9 | 11.9 | 11.9 | 0 | 3 | 5 | 5 | 4 | 4 | 3 | 1 | 3 | 3 | 0 | 3.99 | 0.2 | 15 | 15 | 15 | 120 | 40 | 40 | 113 | 113 | 211 | 22.5 | 1 | 160 | 165 | 4.6 | 4.6 | 4.6 | 4.6 | 4.6 | 4.6 | 110 | 22.7 | 147 | 147 | 22.7 | 21.5 | 120 | 120 | 1 | 41.15 | 5 | 5 | 5 | 5
05/07/25 00:30 | 0 | 262.5 | 220 | 0 | 0 | 0 | 0 | 0 | 0 | 0 | 0 | 0 | 0 | 0 | 0 | 0 | 0 | 0 | 0 | 0 | 0 | 0 | 0 | 0 | 0 | 0 | 0 | 0 | 0 | 0 | 0 | 0 | 0 | 0 | 0 | 0 | 0 | 0 | 0 | 0 | 0 | 0 | 0 | 0 | 0 | 0 | 0 | 0 | 0 | 0 | 0 | 0 | 0 | 0 | 0 | 0 | 0 | 0 | 0 | 0 | 0 | 0 | 0 | 0 | 0 | 0 | 0 | 0 | 0 | 0 | 0 | 0 | 0 | 0 | 0 | 0 | 0 | 0 | 0 | 0 | 0 | 0 | 0 | 0 | 0 | 0 | 0 | 0 | 0 | 0 | 0 | 0 | 0 | 0 | 0 | 0 | 0 | 0 | 0 | 0 | 0 | 0 | 0 | 0 | 0 | 0 | 0 | 0 | 0 | 0 | 0 | 0 | 0 | 0 | 0 | 0 | 0 | 0 | 0 | 0 | 0 | 0 | 0 | 0 | 0 | 0 | 0 | 0 | 0 | 0 | 0 | 0 | 0 | 0 | 0 | 0 | 0 | 0 | 0 | 0 | 0 | 0 | 0 | 0 | 0 | 0 | 0 | 0 | 0 | 0 | 0 | 0 | 0 | 0 | 0 | 0 | 0 | 0 | 0 | 0 | 0 | 0 | 0 | 0 | 0 | 0 | 0 | 0 | 0 | 0 | 0 | 0 | 0 | 0 | 0 | 0 | 0 | 0 | 0 | 0 | 0 | 0 | 0 | 0 | 0 | 0 | 0 | 0 | 0 | 0 | 0 | 0 | 0 | 0 | 0 | 0 | 0 | 0 | 0 | 0 | 0 | 0 | 0 | 0 | 0 | 0 | 0 | 0 | 0 | 0 | 0 | 12.74 | 99 | 99 | 99 | 8 | 8 | 8 | 20 | 20 | 5 | 5 | 0.2 | 5 | 5 | 12.82 | 12.82 | 25 | 16 | 5 | 5 | 63 | 18 | 121 | 120 | 0 | 17 | 194 | 11.9 | 11.9 | 11.9 | 11.9 | 0 | 3 | 5 | 5 | 4 | 4 | 3 | 1 | 3 | 3 | 0 | 3.99 | 0.2 | 15 | 15 | 15 | 120 | 40 | 40 | 113 | 113 | 211 | 22.5 | 1 | 160 | 165 | 4.6 | 4.6 | 4.6 | 4.6 | 4.6 | 4.6 | 110 | 22.7 | 147 | 147 | 22.7 | 21.5 | 120 | 120 | 1 | 41.15 | 5 | 5 | 5 | 5
05/07/25 01:00 | 0 | 412.5 | 143 | 0 | 0 | 0 | 0 | 0 | 0 | 0 | 0 | 0 | 0 | 0 | 0 | 0 | 0 | 0 | 0 | 0 | 0 | 0 | 0 | 0 | 0 | 0 | 0 | 0 | 0 | 0 | 0 | 0 | 0 | 0 | 0 | 0 | 0 | 0 | 0 | 0 | 0 | 0 | 0 | 0 | 0 | 0 | 0 | 0 | 0 | 0 | 0 | 0 | 0 | 0 | 0 | 0 | 0 | 0 | 0 | 0 | 0 | 0 | 0 | 0 | 0 | 0 | 0 | 0 | 0 | 0 | 0 | 0 | 0 | 0 | 0 | 0 | 0 | 0 | 0 | 0 | 0 | 0 | 0 | 0 | 0 | 0 | 0 | 0 | 0 | 0 | 0 | 0 | 0 | 0 | 0 | 0 | 0 | 0 | 0 | 0 | 0 | 0 | 0 | 0 | 0 | 0 | 0 | 0 | 0 | 0 | 0 | 0 | 0 | 0 | 0 | 0 | 0 | 0 | 0 | 0 | 0 | 0 | 0 | 0 | 0 | 0 | 0 | 0 | 0 | 0 | 0 | 0 | 0 | 0 | 0 | 0 | 0 | 0 | 0 | 0 | 0 | 0 | 0 | 0 | 0 | 0 | 0 | 0 | 0 | 0 | 0 | 0 | 0 | 0 | 0 | 0 | 0 | 0 | 0 | 0 | 0 | 0 | 0 | 0 | 0 | 0 | 0 | 0 | 0 | 0 | 0 | 0 | 0 | 0 | 0 | 0 | 0 | 0 | 0 | 0 | 0 | 0 | 0 | 0 | 0 | 0 | 0 | 0 | 0 | 0 | 0 | 0 | 0 | 0 | 0 | 0 | 0 | 0 | 0 | 0 | 0 | 0 | 0 | 0 | 0 | 0 | 0 | 0 | 0 | 0 | 0 | 12.74 | 99 | 99 | 99 | 8 | 8 | 8 | 20 | 20 | 5 | 5 | 0.2 | 5 | 5 | 12.82 | 12.82 | 25 | 16 | 5 | 5 | 63 | 18 | 121 | 120 | 0 | 17 | 194 | 11.9 | 11.9 | 11.9 | 11.9 | 0 | 3 | 5 | 5 | 4 | 4 | 3 | 1 | 3 | 3 | 0 | 3.99 | 0.2 | 15 | 15 | 15 | 120 | 40 | 40 | 113 | 113 | 211 | 22.5 | 1 | 160 | 165 | 4.6 | 4.6 | 4.6 | 4.6 | 4.6 | 4.6 | 110 | 22.7 | 147 | 147 | 22.7 | 21.5 | 120 | 120 | 1 | 41.15 | 5 | 5 | 5 | 5
05/07/25 01:30 | 0 | 504 | 79 | 0 | 0 | 0 | 0 | 0 | 0 | 0 | 0 | 0 | 0 | 0 | 0 | 0 | 0 | 0 | 0 | 0 | 0 | 0 | 0 | 0 | 0 | 0 | 0 | 0 | 0 | 0 | 0 | 0 | 0 | 0 | 0 | 0 | 0 | 0 | 0 | 0 | 0 | 0 | 0 | 0 | 0 | 0 | 0 | 0 | 0 | 0 | 0 | 0 | 0 | 0 | 0 | 0 | 0 | 0 | 0 | 0 | 0 | 0 | 0 | 0 | 0 | 0 | 0 | 0 | 0 | 0 | 0 | 0 | 0 | 0 | 0 | 0 | 0 | 0 | 0 | 0 | 0 | 0 | 0 | 0 | 0 | 0 | 0 | 0 | 0 | 0 | 0 | 0 | 0 | 0 | 0 | 0 | 0 | 0 | 0 | 0 | 0 | 0 | 0 | 0 | 0 | 0 | 0 | 0 | 0 | 0 | 0 | 0 | 0 | 0 | 0 | 0 | 0 | 0 | 0 | 0 | 0 | 0 | 0 | 0 | 0 | 0 | 0 | 0 | 0 | 0 | 0 | 0 | 0 | 0 | 0 | 0 | 0 | 0 | 0 | 0 | 0 | 0 | 0 | 0 | 0 | 0 | 0 | 0 | 0 | 0 | 0 | 0 | 0 | 0 | 0 | 0 | 0 | 0 | 0 | 0 | 0 | 0 | 0 | 0 | 0 | 0 | 0 | 0 | 0 | 0 | 0 | 0 | 0 | 0 | 0 | 0 | 0 | 0 | 0 | 0 | 0 | 0 | 0 | 0 | 0 | 0 | 0 | 0 | 0 | 0 | 0 | 0 | 0 | 0 | 0 | 0 | 0 | 0 | 0 | 0 | 0 | 0 | 0 | 0 | 0 | 0 | 0 | 0 | 0 | 0 | 0 | 12.74 | 99 | 99 | 99 | 8 | 8 | 8 | 20 | 20 | 5 | 5 | 0.2 | 5 | 5 | 12.82 | 12.82 | 25 | 16 | 5 | 5 | 63 | 18 | 121 | 120 | 0 | 17 | 194 | 11.9 | 11.9 | 11.9 | 11.9 | 0 | 3 | 5 | 5 | 4 | 4 | 3 | 1 | 3 | 3 | 0 | 3.99 | 0.2 | 15 | 15 | 15 | 120 | 40 | 40 | 113 | 113 | 211 | 22.5 | 1 | 160 | 165 | 4.6 | 4.6 | 4.6 | 4.6 | 4.6 | 4.6 | 110 | 22.7 | 147 | 147 | 22.7 | 21.5 | 120 | 120 | 1 | 41.15 | 5 | 5 | 5 | 5
05/07/25 02:00 | 0 | 512 | 225 | 0 | 0 | 0 | 0 | 0 | 0 | 0 | 0 | 0 | 0 | 0 | 0 | 0 | 0 | 0 | 0 | 0 | 0 | 0 | 0 | 0 | 0 | 0 | 0 | 0 | 0 | 0 | 0 | 0 | 0 | 0 | 0 | 0 | 0 | 0 | 0 | 0 | 0 | 0 | 0 | 0 | 0 | 0 | 0 | 0 | 0 | 0 | 0 | 0 | 0 | 0 | 0 | 0 | 0 | 0 | 0 | 0 | 0 | 0 | 0 | 0 | 0 | 0 | 0 | 0 | 0 | 0 | 0 | 0 | 0 | 0 | 0 | 0 | 0 | 0 | 0 | 0 | 0 | 0 | 0 | 0 | 0 | 0 | 0 | 0 | 0 | 0 | 0 | 0 | 0 | 0 | 0 | 0 | 0 | 0 | 0 | 0 | 0 | 0 | 0 | 0 | 0 | 0 | 0 | 0 | 0 | 0 | 0 | 0 | 0 | 0 | 0 | 0 | 0 | 0 | 0 | 0 | 0 | 0 | 0 | 0 | 0 | 0 | 0 | 0 | 0 | 0 | 0 | 0 | 0 | 0 | 0 | 0 | 0 | 0 | 0 | 0 | 0 | 0 | 0 | 0 | 0 | 0 | 0 | 0 | 0 | 0 | 0 | 0 | 0 | 0 | 0 | 0 | 0 | 0 | 0 | 0 | 0 | 0 | 0 | 0 | 0 | 0 | 0 | 0 | 0 | 0 | 0 | 0 | 0 | 0 | 0 | 0 | 0 | 0 | 0 | 0 | 0 | 0 | 0 | 0 | 0 | 0 | 0 | 0 | 0 | 0 | 0 | 0 | 0 | 0 | 0 | 0 | 0 | 0 | 0 | 0 | 0 | 0 | 0 | 0 | 0 | 0 | 0 | 0 | 0 | 0 | 0 | 12.74 | 99 | 99 | 99 | 8 | 8 | 8 | 20 | 20 | 5 | 5 | 0.2 | 5 | 5 | 12.82 | 12.82 | 25 | 16 | 5 | 5 | 63 | 18 | 121 | 120 | 0 | 17 | 194 | 11.9 | 11.9 | 11.9 | 11.9 | 0 | 3 | 5 | 5 | 4 | 4 | 3 | 1 | 3 | 3 | 0 | 3.99 | 0.2 | 15 | 15 | 15 | 120 | 40 | 40 | 113 | 113 | 211 | 22.5 | 1 | 160 | 165 | 4.6 | 4.6 | 4.6 | 4.6 | 4.6 | 4.6 | 110 | 22.7 | 147 | 147 | 22.7 | 21.5 | 120 | 120 | 1 | 41.15 | 5 | 5 | 5 | 5
05/07/25 02:30 | 0 | 513 | 315 | 0 | 0 | 0 | 0 | 0 | 0 | 0 | 0 | 0 | 0 | 0 | 0 | 0 | 0 | 0 | 0 | 0 | 0 | 0 | 0 | 0 | 0 | 0 | 0 | 0 | 0 | 0 | 0 | 0 | 0 | 0 | 0 | 0 | 0 | 0 | 0 | 0 | 0 | 0 | 0 | 0 | 0 | 0 | 0 | 0 | 0 | 0 | 0 | 0 | 0 | 0 | 0 | 0 | 0 | 0 | 0 | 0 | 0 | 0 | 0 | 0 | 0 | 0 | 0 | 0 | 0 | 0 | 0 | 0 | 0 | 0 | 0 | 0 | 0 | 0 | 0 | 0 | 0 | 0 | 0 | 0 | 0 | 0 | 0 | 0 | 0 | 0 | 0 | 0 | 0 | 0 | 0 | 0 | 0 | 0 | 0 | 0 | 0 | 0 | 0 | 0 | 0 | 0 | 0 | 0 | 0 | 0 | 0 | 0 | 0 | 0 | 0 | 0 | 0 | 0 | 0 | 0 | 0 | 0 | 0 | 0 | 0 | 0 | 0 | 0 | 0 | 0 | 0 | 0 | 0 | 0 | 0 | 0 | 0 | 0 | 0 | 0 | 0 | 0 | 0 | 0 | 0 | 0 | 0 | 0 | 0 | 0 | 0 | 0 | 0 | 0 | 0 | 0 | 0 | 0 | 0 | 0 | 0 | 0 | 0 | 0 | 0 | 0 | 0 | 0 | 0 | 0 | 0 | 0 | 0 | 0 | 0 | 0 | 0 | 0 | 0 | 0 | 0 | 0 | 0 | 0 | 0 | 0 | 0 | 0 | 0 | 0 | 0 | 0 | 0 | 0 | 0 | 0 | 0 | 0 | 0 | 0 | 0 | 0 | 0 | 0 | 0 | 0 | 0 | 0 | 0 | 0 | 0 | 12.74 | 99 | 99 | 99 | 8 | 8 | 8 | 20 | 20 | 5 | 5 | 0.2 | 5 | 5 | 12.82 | 12.82 | 25 | 16 | 5 | 5 | 63 | 18 | 121 | 120 | 0 | 17 | 194 | 11.9 | 11.9 | 11.9 | 11.9 | 0 | 3 | 5 | 5 | 4 | 4 | 3 | 1 | 3 | 3 | 0 | 3.99 | 0.2 | 15 | 15 | 15 | 120 | 40 | 40 | 113 | 113 | 211 | 22.5 | 1 | 160 | 165 | 4.6 | 4.6 | 4.6 | 4.6 | 4.6 | 4.6 | 110 | 22.7 | 147 | 147 | 22.7 | 21.5 | 120 | 120 | 1 | 41.15 | 5 | 5 | 5 | 5
05/07/25 03:00 | 0 | 513 | 315 | 0 | 0 | 0 | 0 | 0 | 0 | 0 | 0 | 0 | 0 | 0 | 0 | 0 | 0 | 0 | 0 | 0 | 0 | 0 | 0 | 0 | 0 | 0 | 0 | 0 | 0 | 0 | 0 | 0 | 0 | 0 | 0 | 0 | 0 | 0 | 0 | 0 | 0 | 0 | 0 | 0 | 0 | 0 | 0 | 0 | 0 | 0 | 0 | 0 | 0 | 0 | 0 | 0 | 0 | 0 | 0 | 0 | 0 | 0 | 0 | 0 | 0 | 0 | 0 | 0 | 0 | 0 | 0 | 0 | 0 | 0 | 0 | 0 | 0 | 0 | 0 | 0 | 0 | 0 | 0 | 0 | 0 | 0 | 0 | 0 | 0 | 0 | 0 | 0 | 0 | 0 | 0 | 0 | 0 | 0 | 0 | 0 | 0 | 0 | 0 | 0 | 0 | 0 | 0 | 0 | 0 | 0 | 0 | 0 | 0 | 0 | 0 | 0 | 0 | 0 | 0 | 0 | 0 | 0 | 0 | 0 | 0 | 0 | 0 | 0 | 0 | 0 | 0 | 0 | 0 | 0 | 0 | 0 | 0 | 0 | 0 | 0 | 0 | 0 | 0 | 0 | 0 | 0 | 0 | 0 | 0 | 0 | 0 | 0 | 0 | 0 | 0 | 0 | 0 | 0 | 0 | 0 | 0 | 0 | 0 | 0 | 0 | 0 | 0 | 0 | 0 | 0 | 0 | 0 | 0 | 0 | 0 | 0 | 0 | 0 | 0 | 0 | 0 | 0 | 0 | 0 | 0 | 0 | 0 | 0 | 0 | 0 | 0 | 0 | 0 | 0 | 0 | 0 | 0 | 0 | 0 | 0 | 0 | 0 | 0 | 0 | 0 | 0 | 0 | 0 | 0 | 0 | 0 | 12.74 | 99 | 99 | 99 | 8 | 8 | 8 | 20 | 20 | 5 | 5 | 0.2 | 5 | 5 | 12.82 | 12.82 | 25 | 16 | 5 | 5 | 63 | 18 | 121 | 120 | 0 | 17 | 194 | 11.9 | 11.9 | 11.9 | 11.9 | 0 | 3 | 5 | 5 | 4 | 4 | 3 | 1 | 3 | 3 | 0 | 3.99 | 0.2 | 15 | 15 | 15 | 120 | 40 | 40 | 113 | 113 | 211 | 22.5 | 1 | 160 | 165 | 4.6 | 4.6 | 4.6 | 4.6 | 4.6 | 4.6 | 110 | 22.7 | 147 | 147 | 22.7 | 21.5 | 120 | 120 | 1 | 41.15 | 5 | 5 | 5 | 5
05/07/25 03:30 | 44.5 | 513 | 315 | 0 | 0 | 0 | 0 | 0 | 0 | 0 | 0 | 0 | 0 | 0 | 0 | 0 | 0 | 0 | 0 | 0 | 0 | 0 | 0 | 0 | 0 | 0 | 0 | 0 | 0 | 0 | 0 | 0 | 0 | 0 | 0 | 0 | 0 | 0 | 0 | 0 | 0 | 0 | 0 | 0 | 0 | 0 | 0 | 0 | 0 | 0 | 0 | 0 | 0 | 0 | 0 | 0 | 0 | 0 | 0 | 0 | 0 | 0 | 0 | 0 | 0 | 0 | 0 | 0 | 0 | 0 | 0 | 0 | 0 | 0 | 0 | 0 | 0 | 0 | 0 | 0 | 0 | 0 | 0 | 0 | 0 | 0 | 0 | 0 | 0 | 0 | 0 | 0 | 0 | 0 | 0 | 0 | 0 | 0 | 0 | 0 | 0 | 0 | 0 | 0 | 0 | 0 | 0 | 0 | 0 | 0 | 0 | 0 | 0 | 0 | 0 | 0 | 0 | 0 | 0 | 0 | 0 | 0 | 0 | 0 | 0 | 0 | 0 | 0 | 0 | 0 | 0 | 0 | 0 | 0 | 0 | 0 | 0 | 0 | 0 | 0 | 0 | 0 | 0 | 0 | 0 | 0 | 0 | 0 | 0 | 0 | 0 | 0 | 0 | 0 | 0 | 0 | 0 | 0 | 0 | 0 | 0 | 0 | 0 | 0 | 0 | 0 | 0 | 0 | 0 | 0 | 0 | 0 | 0 | 0 | 0 | 0 | 0 | 0 | 0 | 0 | 0 | 0 | 0 | 0 | 0 | 0 | 0 | 0 | 0 | 0 | 0 | 0 | 0 | 0 | 0 | 0 | 0 | 0 | 0 | 0 | 0 | 0 | 0 | 0 | 0 | 0 | 0 | 0 | 0 | 0 | 0 | 12.74 | 99 | 99 | 99 | 8 | 8 | 8 | 20 | 20 | 5 | 5 | 0.2 | 5 | 5 | 12.82 | 12.82 | 25 | 16 | 5 | 5 | 63 | 18 | 121 | 120 | 0 | 17 | 194 | 11.9 | 11.9 | 11.9 | 11.9 | 0 | 3 | 5 | 5 | 4 | 4 | 3 | 1 | 3 | 3 | 0 | 3.99 | 0.2 | 15 | 15 | 15 | 120 | 40 | 40 | 113 | 113 | 211 | 22.5 | 1 | 160 | 165 | 4.6 | 4.6 | 4.6 | 4.6 | 4.6 | 4.6 | 110 | 22.7 | 147 | 147 | 22.7 | 21.5 | 120 | 120 | 1 | 41.15 | 5 | 5 | 5 | 5
05/07/25 04:00 | 14.5 | 513 | 315 | 0 | 0 | 0 | 0 | 0 | 0 | 0 | 0 | 0 | 0 | 0 | 0 | 0 | 0 | 0 | 0 | 0 | 0 | 0 | 0 | 0 | 0 | 0 | 0 | 0 | 0 | 0 | 0 | 0 | 0 | 0 | 0 | 0 | 0 | 0 | 0 | 0 | 0 | 0 | 0 | 0 | 0 | 0 | 0 | 0 | 0 | 0 | 0 | 0 | 0 | 0 | 0 | 0 | 0 | 0 | 0 | 0 | 0 | 0 | 0 | 0 | 0 | 0 | 0 | 0 | 0 | 0 | 0 | 0 | 0 | 0 | 0 | 0 | 0 | 0 | 0 | 0 | 0 | 0 | 0 | 0 | 0 | 0 | 0 | 0 | 0 | 0 | 0 | 0 | 0 | 0 | 0 | 0 | 0 | 0 | 0 | 0 | 0 | 0 | 0 | 0 | 0 | 0 | 0 | 0 | 0 | 0 | 0 | 0 | 0 | 0 | 0 | 0 | 0 | 0 | 0 | 0 | 0 | 0 | 0 | 0 | 0 | 0 | 0 | 0 | 0 | 0 | 0 | 0 | 0 | 0 | 0 | 0 | 0 | 0 | 0 | 0 | 0 | 0 | 0 | 0 | 0 | 0 | 0 | 0 | 0 | 0 | 0 | 0 | 0 | 0 | 0 | 0 | 0 | 0 | 0 | 0 | 0 | 0 | 0 | 0 | 0 | 0 | 0 | 0 | 0 | 0 | 0 | 0 | 0 | 0 | 0 | 0 | 0 | 0 | 0 | 0 | 0 | 0 | 0 | 0 | 0 | 0 | 0 | 0 | 0 | 0 | 0 | 0 | 0 | 0 | 0 | 0 | 0 | 0 | 0 | 0 | 0 | 0 | 0 | 0 | 0 | 0 | 0 | 0 | 0 | 0 | 0 | 12.74 | 99 | 99 | 99 | 8 | 8 | 8 | 20 | 20 | 5 | 5 | 0.2 | 5 | 5 | 12.82 | 12.82 | 25 | 16 | 5 | 5 | 63 | 18 | 121 | 120 | 0 | 17 | 194 | 11.9 | 11.9 | 11.9 | 11.9 | 0 | 3 | 5 | 5 | 4 | 4 | 3 | 1 | 3 | 3 | 0 | 3.99 | 0.2 | 15 | 15 | 15 | 120 | 40 | 40 | 113 | 113 | 211 | 22.5 | 1 | 160 | 165 | 4.6 | 4.6 | 4.6 | 4.6 | 4.6 | 4.6 | 110 | 22.7 | 147 | 147 | 22.7 | 21.5 | 120 | 120 | 1 | 41.15 | 5 | 5 | 5 | 5
05/07/25 04:30 | 0 | 513.5 | 315 | 0 | 0 | 0 | 0 | 0 | 0 | 0 | 0 | 0 | 0 | 0 | 0 | 0 | 0 | 0 | 0 | 0 | 0 | 0 | 0 | 0 | 0 | 0 | 0 | 0 | 0 | 0 | 0 | 0 | 0 | 0 | 0 | 0 | 0 | 0 | 0 | 0 | 0 | 0 | 0 | 0 | 0 | 0 | 0 | 0 | 0 | 0 | 0 | 0 | 0 | 0 | 0 | 0 | 0 | 0 | 0 | 0 | 0 | 0 | 0 | 0 | 0 | 0 | 0 | 0 | 0 | 0 | 0 | 0 | 0 | 0 | 0 | 0 | 0 | 0 | 0 | 0 | 0 | 0 | 0 | 0 | 0 | 0 | 0 | 0 | 0 | 0 | 0 | 0 | 0 | 0 | 0 | 0 | 0 | 0 | 0 | 0 | 0 | 0 | 0 | 0 | 0 | 0 | 0 | 0 | 0 | 0 | 0 | 0 | 0 | 0 | 0 | 0 | 0 | 0 | 0 | 0 | 0 | 0 | 0 | 0 | 0 | 0 | 0 | 0 | 0 | 0 | 0 | 0 | 0 | 0 | 0 | 0 | 0 | 0 | 0 | 0 | 0 | 0 | 0 | 0 | 0 | 0 | 0 | 0 | 0 | 0 | 0 | 0 | 0 | 0 | 0 | 0 | 0 | 0 | 0 | 0 | 0 | 0 | 0 | 0 | 0 | 0 | 0 | 0 | 0 | 0 | 0 | 0 | 0 | 0 | 0 | 0 | 0 | 0 | 0 | 0 | 0 | 0 | 0 | 0 | 0 | 0 | 0 | 0 | 0 | 0 | 0 | 0 | 0 | 0 | 0 | 0 | 0 | 0 | 0 | 0 | 0 | 0 | 0 | 0 | 0 | 0 | 0 | 0 | 0 | 0 | 0 | 12.74 | 99 | 99 | 99 | 8 | 8 | 8 | 20 | 20 | 5 | 5 | 0.2 | 5 | 5 | 12.82 | 12.82 | 25 | 16 | 5 | 5 | 63 | 18 | 121 | 120 | 0 | 17 | 194 | 11.9 | 11.9 | 11.9 | 11.9 | 0 | 3 | 5 | 5 | 4 | 4 | 3 | 1 | 3 | 3 | 0 | 3.99 | 0.2 | 15 | 15 | 15 | 120 | 40 | 40 | 113 | 113 | 211 | 22.5 | 1 | 160 | 165 | 4.6 | 4.6 | 4.6 | 4.6 | 4.6 | 4.6 | 110 | 22.7 | 147 | 147 | 22.7 | 21.5 | 120 | 120 | 1 | 41.15 | 5 | 5 | 5 | 5
05/07/25 05:00 | 0 | 507.5 | 273 | 0 | 0 | 0 | 0 | 0 | 0 | 0 | 0 | 0 | 0 | 0 | 0 | 0 | 0 | 0 | 0 | 0 | 0 | 0 | 0 | 0 | 0 | 0 | 0 | 0 | 0 | 0 | 0 | 0 | 0 | 0 | 0 | 0 | 0 | 0 | 0 | 0 | 0 | 0 | 0 | 0 | 0 | 0 | 0 | 0 | 0 | 0 | 0 | 0 | 0 | 0 | 0 | 0 | 0 | 0 | 0 | 0 | 0 | 0 | 0 | 0 | 0 | 0 | 0 | 0 | 0 | 0 | 0 | 0 | 0 | 0 | 0 | 0 | 0 | 0 | 0 | 0 | 0 | 0 | 0 | 0 | 0 | 0 | 0 | 0 | 0 | 0 | 0 | 0 | 0 | 0 | 0 | 0 | 0 | 0 | 0 | 0 | 0 | 0 | 0 | 0 | 0 | 0 | 0 | 0 | 0 | 0 | 0 | 0 | 0 | 0 | 0 | 0 | 0 | 0 | 0 | 0 | 0 | 0 | 0 | 0 | 0 | 0 | 0 | 0 | 0 | 0 | 0 | 0 | 0 | 0 | 0 | 0 | 0 | 0 | 0 | 0 | 0 | 0 | 0 | 0 | 0 | 0 | 0 | 0 | 0 | 0 | 0 | 0 | 0 | 0 | 0 | 0 | 0 | 0 | 0 | 0 | 0 | 0 | 0 | 0 | 0 | 0 | 0 | 0 | 0 | 0 | 0 | 0 | 0 | 0 | 0 | 0 | 0 | 0 | 0 | 0 | 0 | 0 | 0 | 0 | 0 | 0 | 0 | 0 | 0 | 0 | 0 | 0 | 0 | 0 | 0 | 0 | 0 | 0 | 0 | 0 | 0 | 0 | 0 | 0 | 0 | 0 | 0 | 0 | 0 | 0 | 0 | 12.74 | 99 | 99 | 99 | 8 | 8 | 8 | 20 | 20 | 5 | 5 | 0.2 | 5 | 5 | 12.82 | 12.82 | 25 | 16 | 5 | 5 | 63 | 18 | 121 | 120 | 0 | 17 | 194 | 11.9 | 11.9 | 11.9 | 11.9 | 0 | 3 | 5 | 5 | 4 | 4 | 3 | 1 | 3 | 3 | 0 | 3.99 | 0.2 | 15 | 15 | 15 | 120 | 40 | 40 | 113 | 113 | 211 | 22.5 | 1 | 160 | 165 | 4.6 | 4.6 | 4.6 | 4.6 | 4.6 | 4.6 | 110 | 22.7 | 147 | 147 | 22.7 | 21.5 | 120 | 120 | 1 | 41.15 | 5 | 5 | 5 | 5
05/07/25 05:30 | 0 | 512 | 243 | 0 | 0 | 0 | 0 | 0 | 0 | 0 | 0 | 0 | 0 | 0 | 0 | 0 | 0 | 0 | 0 | 0 | 0 | 0 | 0 | 0 | 0 | 0 | 0 | 0 | 0 | 0 | 0 | 0 | 0 | 0 | 0 | 0 | 0 | 0 | 0 | 0 | 0 | 0 | 0 | 0 | 0 | 0 | 0 | 0 | 0 | 0 | 0 | 0 | 0 | 0 | 0 | 0 | 0 | 0 | 0 | 0 | 0 | 0 | 0 | 0 | 0 | 0 | 0 | 0 | 0 | 0 | 0 | 0 | 0 | 0 | 0 | 0 | 0 | 0 | 0 | 0 | 0 | 0 | 0 | 0 | 0 | 0 | 0 | 0 | 0 | 0 | 0 | 0 | 0 | 0 | 0 | 0 | 0 | 0 | 0 | 0 | 0 | 0 | 0 | 0 | 0 | 0 | 0 | 0 | 0 | 0 | 0 | 0 | 0 | 0 | 0 | 0 | 0 | 0 | 0 | 0 | 0 | 0 | 0 | 0 | 0 | 0 | 0 | 0 | 0 | 0 | 0 | 0 | 0 | 0 | 0 | 0 | 0 | 0 | 0 | 0 | 0 | 0 | 0 | 0 | 0 | 0 | 0 | 0 | 0 | 0 | 0 | 0 | 0 | 0 | 0 | 0 | 0 | 0 | 0 | 0 | 0 | 0 | 0 | 0 | 0 | 0 | 0 | 0 | 0 | 0 | 0 | 0 | 0 | 0 | 0 | 0 | 0 | 0 | 0 | 0 | 0 | 0 | 0 | 0 | 0 | 0 | 0 | 0 | 0 | 0 | 0 | 0 | 0 | 0 | 0 | 0 | 0 | 0 | 0 | 0 | 0 | 0 | 0 | 0 | 0 | 0 | 0 | 0 | 0 | 0 | 0 | 12.74 | 99 | 99 | 99 | 8 | 8 | 8 | 20 | 20 | 5 | 5 | 0.2 | 5 | 5 | 12.82 | 12.82 | 25 | 16 | 5 | 5 | 63 | 18 | 121 | 120 | 0 | 17 | 194 | 11.9 | 11.9 | 11.9 | 11.9 | 0 | 3 | 5 | 5 | 4 | 4 | 3 | 1 | 3 | 3 | 0 | 3.99 | 0.2 | 15 | 15 | 15 | 120 | 40 | 40 | 113 | 113 | 211 | 22.5 | 1 | 160 | 165 | 4.6 | 4.6 | 4.6 | 4.6 | 4.6 | 4.6 | 110 | 22.7 | 147 | 147 | 22.7 | 21.5 | 120 | 120 | 1 | 41.15 | 5 | 5 | 5 | 5
05/07/25 06:00 | 0 | 513.5 | 307 | 0 | 0 | 0 | 0 | 0 | 0 | 0 | 0 | 0 | 0 | 0 | 0 | 0 | 0 | 0 | 0 | 0 | 0 | 0 | 0 | 0 | 0 | 0 | 0 | 0 | 0 | 0 | 0 | 0 | 0 | 0 | 0 | 0 | 0 | 0 | 0 | 0 | 0 | 0 | 0 | 0 | 0 | 0 | 0 | 0 | 0 | 0 | 0 | 0 | 0 | 0 | 0 | 0 | 0 | 0 | 0 | 0 | 0 | 0 | 0 | 0 | 0 | 0 | 0 | 0 | 0 | 0 | 0 | 0 | 0 | 0 | 0 | 0 | 0 | 0 | 0 | 0 | 0 | 0 | 0 | 0 | 0 | 0 | 0 | 0 | 0 | 0 | 0 | 0 | 0 | 0 | 0 | 0 | 0 | 0 | 0 | 0 | 0 | 0 | 0 | 0 | 0 | 0 | 0 | 0 | 0 | 0 | 0 | 0 | 0 | 0 | 0 | 0 | 0 | 0 | 0 | 0 | 0 | 0 | 0 | 0 | 0 | 0 | 0 | 0 | 0 | 0 | 0 | 0 | 0 | 0 | 0 | 0 | 0 | 0 | 0 | 0 | 0 | 0 | 0 | 0 | 0 | 0 | 0 | 0 | 0 | 0 | 0 | 0 | 0 | 0 | 0 | 0 | 0 | 0 | 0 | 0 | 0 | 0 | 0 | 0 | 0 | 0 | 0 | 0 | 0 | 0 | 0 | 0 | 0 | 0 | 0 | 0 | 0 | 0 | 0 | 0 | 0 | 0 | 0 | 0 | 0 | 0 | 0 | 0 | 0 | 0 | 0 | 0 | 0 | 0 | 0 | 0 | 0 | 0 | 0 | 0 | 0 | 0 | 0 | 0 | 0 | 0 | 0 | 0 | 0 | 0 | 0 | 12.74 | 99 | 99 | 99 | 8 | 8 | 8 | 20 | 20 | 5 | 5 | 0.2 | 5 | 5 | 12.82 | 12.82 | 25 | 16 | 5 | 5 | 63 | 18 | 121 | 120 | 0 | 17 | 194 | 11.9 | 11.9 | 11.9 | 11.9 | 0 | 3 | 5 | 5 | 4 | 4 | 3 | 1 | 3 | 3 | 0 | 3.99 | 0.2 | 15 | 15 | 15 | 120 | 40 | 40 | 113 | 113 | 211 | 22.5 | 1 | 160 | 165 | 4.6 | 4.6 | 4.6 | 4.6 | 4.6 | 4.6 | 110 | 22.7 | 147 | 147 | 22.7 | 21.5 | 120 | 120 | 1 | 41.15 | 5 | 5 | 5 | 5
05/07/25 06:30 | 0 | 513 | 307 | 0 | 0 | 0 | 0 | 0 | 0 | 0 | 0 | 0 | 0 | 0 | 0 | 0 | 0 | 0 | 0 | 0 | 0 | 0 | 0 | 0 | 0 | 0 | 0 | 0 | 0 | 0 | 0 | 0 | 0 | 0 | 0 | 0 | 0 | 0 | 0 | 0 | 0 | 0 | 0 | 0 | 0 | 0 | 0 | 0 | 0 | 0 | 0 | 0 | 0 | 0 | 0 | 0 | 0 | 0 | 0 | 0 | 0 | 0 | 0 | 0 | 0 | 0 | 0 | 0 | 0 | 0 | 0 | 0 | 0 | 0 | 0 | 0 | 0 | 0 | 0 | 0 | 0 | 0 | 0 | 0 | 0 | 0 | 0 | 0 | 0 | 0 | 0 | 0 | 0 | 0 | 0 | 0 | 0 | 0 | 0 | 0 | 0 | 0 | 0 | 0 | 0 | 0 | 0 | 0 | 0 | 0 | 0 | 0 | 0 | 0 | 0 | 0 | 0 | 0 | 0 | 0 | 0 | 0 | 0 | 0 | 0 | 0 | 0 | 0 | 0 | 0 | 0 | 0 | 0 | 0 | 0 | 0 | 0 | 0 | 0 | 0 | 0 | 0 | 0 | 0 | 0 | 0 | 0 | 0 | 0 | 0 | 0 | 0 | 0 | 0 | 0 | 0 | 0 | 0 | 0 | 0 | 0 | 0 | 0 | 0 | 0 | 0 | 0 | 0 | 0 | 0 | 0 | 0 | 0 | 0 | 0 | 0 | 0 | 0 | 0 | 0 | 0 | 0 | 0 | 0 | 0 | 0 | 0 | 0 | 0 | 0 | 0 | 0 | 0 | 0 | 0 | 0 | 0 | 0 | 0 | 0 | 0 | 0 | 0 | 0 | 0 | 0 | 0 | 0 | 0 | 0 | 0 | 12.74 | 99 | 99 | 99 | 8 | 8 | 8 | 20 | 20 | 5 | 5 | 0.2 | 5 | 5 | 12.82 | 12.82 | 25 | 16 | 5 | 5 | 63 | 18 | 121 | 120 | 0 | 17 | 194 | 11.9 | 11.9 | 11.9 | 11.9 | 0 | 3 | 5 | 5 | 4 | 4 | 3 | 1 | 3 | 3 | 0 | 3.99 | 0.2 | 15 | 15 | 15 | 120 | 40 | 40 | 113 | 113 | 211 | 22.5 | 1 | 160 | 165 | 4.6 | 4.6 | 4.6 | 4.6 | 4.6 | 4.6 | 110 | 22.7 | 147 | 147 | 22.7 | 21.5 | 120 | 120 | 1 | 41.15 | 5 | 5 | 5 | 5
05/07/25 07:00 | 96.5 | 513.5 | 307 | 0 | 0 | 0 | 0 | 0 | 0 | 0 | 0 | 0 | 0 | 0 | 0 | 0 | 0 | 0 | 0 | 0 | 0 | 0 | 0 | 0 | 0 | 0 | 0 | 0 | 0 | 0 | 0 | 0 | 0 | 0 | 0 | 0 | 0 | 0 | 0 | 0 | 0 | 0 | 0 | 0 | 0 | 0 | 0 | 0 | 0 | 0 | 0 | 0 | 0 | 0 | 0 | 0 | 0 | 0 | 0 | 0 | 0 | 0 | 0 | 0 | 0 | 0 | 0 | 0 | 0 | 0 | 0 | 0 | 0 | 0 | 0 | 0 | 0 | 0 | 0 | 0 | 0 | 0 | 0 | 0 | 0 | 0 | 0 | 0 | 0 | 0 | 0 | 0 | 0 | 0 | 0 | 0 | 0 | 0 | 0 | 0 | 0 | 0 | 0 | 0 | 0 | 0 | 0 | 0 | 0 | 0 | 0 | 0 | 0 | 0 | 0 | 0 | 0 | 0 | 0 | 0 | 0 | 0 | 0 | 0 | 0 | 0 | 0 | 0 | 0 | 0 | 0 | 0 | 0 | 0 | 0 | 0 | 0 | 0 | 0 | 0 | 0 | 0 | 0 | 0 | 0 | 0 | 0 | 0 | 0 | 0 | 0 | 0 | 0 | 0 | 0 | 0 | 0 | 0 | 0 | 0 | 0 | 0 | 0 | 0 | 0 | 0 | 0 | 0 | 0 | 0 | 0 | 0 | 0 | 0 | 0 | 0 | 0 | 0 | 0 | 0 | 0 | 0 | 0 | 0 | 0 | 0 | 0 | 0 | 0 | 0 | 0 | 0 | 0 | 0 | 0 | 0 | 0 | 0 | 0 | 0 | 0 | 0 | 0 | 0 | 0 | 0 | 0 | 0 | 0 | 0 | 0 | 12.74 | 99 | 99 | 99 | 8 | 8 | 8 | 20 | 20 | 5 | 5 | 0.2 | 5 | 5 | 12.82 | 12.82 | 25 | 16 | 5 | 5 | 63 | 18 | 121 | 120 | 0 | 17 | 194 | 11.9 | 11.9 | 11.9 | 11.9 | 0 | 3 | 5 | 5 | 4 | 4 | 3 | 1 | 3 | 3 | 0 | 3.99 | 0.2 | 15 | 15 | 15 | 120 | 40 | 40 | 113 | 113 | 211 | 22.5 | 1 | 160 | 165 | 4.6 | 4.6 | 4.6 | 4.6 | 4.6 | 4.6 | 110 | 22.7 | 147 | 147 | 22.7 | 21.5 | 120 | 120 | 1 | 41.15 | 5 | 5 | 5 | 5
05/07/25 07:30 | 184.5 | 513.5 | 339 | 0 | 0 | 0 | 0 | 0 | 0 | 0 | 0 | 0 | 0 | 0 | 0 | 0 | 0 | 0 | 0 | 0 | 0 | 0 | 0 | 0 | 0 | 0 | 0 | 0 | 0 | 0 | 0 | 0 | 0 | 0 | 0 | 0 | 0 | 0 | 0 | 0 | 0 | 0 | 0 | 0 | 0 | 0 | 0 | 0 | 0 | 0 | 0 | 0 | 0 | 0 | 0 | 0 | 0 | 0 | 0 | 0 | 0 | 0 | 0 | 0 | 0 | 0 | 0 | 0 | 0 | 0 | 0 | 0 | 0 | 0 | 0 | 0 | 0 | 0 | 0 | 0 | 0 | 0 | 0 | 0 | 0 | 0 | 0 | 0 | 0 | 0 | 0 | 0 | 0 | 0 | 0 | 0 | 0 | 0 | 0 | 0 | 0 | 0 | 0 | 0 | 0 | 0 | 0 | 0 | 0 | 0 | 0 | 0 | 0 | 0 | 0 | 0 | 0 | 0 | 0 | 0 | 0 | 0 | 0 | 0 | 0 | 0 | 0 | 0 | 0 | 0 | 0 | 0 | 0 | 0 | 0 | 0 | 0 | 0 | 0 | 0 | 0 | 0 | 0 | 0 | 0 | 0 | 0 | 0 | 0 | 0 | 0 | 0 | 0 | 0 | 0 | 0 | 0 | 0 | 0 | 0 | 0 | 0 | 0 | 0 | 0 | 0 | 0 | 0 | 0 | 0 | 0 | 0 | 0 | 0 | 0 | 0 | 0 | 0 | 0 | 0 | 0 | 0 | 0 | 0 | 0 | 0 | 0 | 0 | 0 | 0 | 0 | 0 | 0 | 0 | 0 | 0 | 0 | 0 | 0 | 0 | 0 | 0 | 0 | 0 | 0 | 0 | 0 | 0 | 0 | 0 | 0 | 12.74 | 99 | 99 | 99 | 8 | 8 | 8 | 20 | 20 | 5 | 5 | 0.2 | 5 | 5 | 12.82 | 12.82 | 25 | 16 | 5 | 5 | 63 | 18 | 121 | 120 | 0 | 17 | 194 | 11.9 | 11.9 | 11.9 | 11.9 | 0 | 3 | 5 | 5 | 4 | 4 | 3 | 1 | 3 | 3 | 0 | 3.99 | 0.2 | 15 | 15 | 15 | 120 | 40 | 40 | 113 | 113 | 211 | 22.5 | 1 | 160 | 165 | 4.6 | 4.6 | 4.6 | 4.6 | 4.6 | 4.6 | 110 | 22.7 | 147 | 147 | 22.7 | 21.5 | 120 | 120 | 1 | 41.15 | 5 | 5 | 5 | 5
05/07/25 08:00 | 313.5 | 513 | 441.5 | 0 | 0 | 0 | 0 | 0 | 0 | 0 | 0 | 0 | 0 | 0 | 0 | 0 | 0 | 0 | 0 | 0 | 0 | 0 | 0 | 0 | 0 | 0 | 0 | 0 | 0 | 0 | 0 | 0 | 0 | 0 | 0 | 0 | 0 | 0 | 0 | 0 | 0 | 0 | 0 | 0 | 0 | 0 | 0 | 0 | 0 | 0 | 0 | 0 | 0 | 0 | 0 | 0 | 0 | 0 | 0 | 0 | 0 | 0 | 0 | 0 | 0 | 0 | 0 | 0 | 0 | 0 | 0 | 0 | 0 | 0 | 0 | 0 | 0 | 0 | 0 | 0 | 0 | 0 | 0 | 0 | 0 | 0 | 0 | 0 | 0 | 0 | 0 | 0 | 0 | 0 | 0 | 0 | 0 | 0 | 0 | 0 | 0 | 0 | 0 | 0 | 0 | 0 | 0 | 0 | 0 | 0 | 0 | 0 | 0 | 0 | 0 | 0 | 0 | 0 | 0 | 0 | 0 | 0 | 0 | 0 | 0 | 0 | 0 | 0 | 0 | 0 | 0 | 0 | 0 | 0 | 0 | 0 | 0 | 0 | 0 | 0 | 0 | 0 | 0 | 0 | 0 | 0 | 0 | 0 | 0 | 0 | 0 | 0 | 0 | 0 | 0 | 0 | 0 | 0 | 0 | 0 | 0 | 0 | 0 | 0 | 0 | 0 | 0 | 0 | 0 | 0 | 0 | 0 | 0 | 0 | 0 | 0 | 0 | 0 | 0 | 0 | 0 | 0 | 0 | 0 | 0 | 0 | 0 | 0 | 0 | 0 | 0 | 0 | 0 | 0 | 0 | 0 | 0 | 0 | 0 | 0 | 0 | 0 | 0 | 0 | 0 | 0 | 0 | 0 | 0 | 0 | 0 | 12.74 | 99 | 99 | 99 | 8 | 8 | 8 | 20 | 20 | 5 | 5 | 0.2 | 5 | 5 | 12.82 | 12.82 | 25 | 16 | 5 | 5 | 63 | 18 | 121 | 120 | 0 | 17 | 194 | 11.9 | 11.9 | 11.9 | 11.9 | 0 | 3 | 5 | 5 | 4 | 4 | 3 | 1 | 3 | 3 | 0 | 3.99 | 0.2 | 15 | 15 | 15 | 120 | 40 | 40 | 113 | 113 | 211 | 22.5 | 1 | 160 | 165 | 4.6 | 4.6 | 4.6 | 4.6 | 4.6 | 4.6 | 110 | 22.7 | 147 | 147 | 22.7 | 21.5 | 120 | 120 | 1 | 41.15 | 5 | 5 | 5 | 5
05/07/25 08:30 | 418.5 | 514 | 442 | 0 | 0 | 0 | 0 | 0 | 0 | 0 | 0 | 0 | 0 | 0 | 0 | 0 | 0 | 0 | 0 | 0 | 0 | 0 | 0 | 0 | 0 | 0 | 0 | 0 | 0 | 0 | 0 | 0 | 0 | 0 | 0 | 0 | 0 | 0 | 0 | 0 | 0 | 0 | 0 | 0 | 0 | 0 | 0 | 0 | 0 | 0 | 0 | 0 | 0 | 0 | 0 | 0 | 0 | 0 | 0 | 0 | 0 | 0 | 0 | 0 | 0 | 0 | 0 | 0 | 0 | 0 | 0 | 0 | 0 | 0 | 0 | 0 | 0 | 0 | 0 | 0 | 0 | 0 | 0 | 0 | 0 | 0 | 0 | 0 | 0 | 0 | 0 | 0 | 0 | 0 | 0 | 0 | 0 | 0 | 0 | 0 | 0 | 0 | 0 | 0 | 0 | 0 | 0 | 0 | 0 | 0 | 0 | 0 | 0 | 0 | 0 | 0 | 0 | 0 | 0 | 0 | 0 | 0 | 0 | 0 | 0 | 0 | 0 | 0 | 0 | 0 | 0 | 0 | 0 | 0 | 0 | 0 | 0 | 0 | 0 | 0 | 0 | 0 | 0 | 0 | 0 | 0 | 0 | 0 | 0 | 0 | 0 | 0 | 0 | 0 | 0 | 0 | 0 | 0 | 0 | 0 | 0 | 0 | 0 | 0 | 0 | 0 | 0 | 0 | 0 | 0 | 0 | 0 | 0 | 0 | 0 | 0 | 0 | 0 | 0 | 0 | 0 | 0 | 0 | 0 | 0 | 0 | 0 | 0 | 0 | 0 | 0 | 0 | 0 | 0 | 0 | 0 | 0 | 0 | 0 | 0 | 0 | 0 | 0 | 0 | 0 | 0 | 0 | 0 | 0 | 0 | 0 | 12.74 | 99 | 99 | 99 | 8 | 8 | 8 | 20 | 20 | 5 | 5 | 0.2 | 5 | 5 | 12.82 | 12.82 | 25 | 16 | 5 | 5 | 63 | 18 | 121 | 120 | 0 | 17 | 194 | 11.9 | 11.9 | 11.9 | 11.9 | 0 | 3 | 5 | 5 | 4 | 4 | 3 | 1 | 3 | 3 | 0 | 3.99 | 0.2 | 15 | 15 | 15 | 120 | 40 | 40 | 113 | 113 | 211 | 22.5 | 1 | 160 | 165 | 4.6 | 4.6 | 4.6 | 4.6 | 4.6 | 4.6 | 110 | 22.7 | 147 | 147 | 22.7 | 21.5 | 120 | 120 | 1 | 41.15 | 5 | 5 | 5 | 5
05/07/25 09:00 | 457.5 | 513.5 | 442 | 0 | 0 | 0 | 0 | 0 | 0 | 0 | 0 | 0 | 0 | 0 | 0 | 0 | 0 | 0 | 0 | 0 | 0 | 0 | 0 | 0 | 0 | 0 | 0 | 0 | 0 | 0 | 0 | 0 | 0 | 0 | 0 | 0 | 0 | 0 | 0 | 0 | 0 | 0 | 0 | 0 | 0 | 0 | 0 | 0 | 0 | 0 | 0 | 0 | 0 | 0 | 0 | 0 | 0 | 0 | 0 | 0 | 0 | 0 | 0 | 0 | 0 | 0 | 0 | 0 | 0 | 0 | 0 | 0 | 0 | 0 | 0 | 0 | 0 | 0 | 0 | 0 | 0 | 0 | 0 | 0 | 0 | 0 | 0 | 0 | 0 | 0 | 0 | 0 | 0 | 0 | 0 | 0 | 0 | 0 | 0 | 0 | 0 | 0 | 0 | 0 | 0 | 0 | 0 | 0 | 0 | 0 | 0 | 0 | 0 | 0 | 0 | 0 | 0 | 0 | 0 | 0 | 0 | 0 | 0 | 0 | 0 | 0 | 0 | 0 | 0 | 0 | 0 | 0 | 0 | 0 | 0 | 0 | 0 | 0 | 0 | 0 | 0 | 0 | 0 | 0 | 0 | 0 | 0 | 0 | 0 | 0 | 0 | 0 | 0 | 0 | 0 | 0 | 0 | 0 | 0 | 0 | 0 | 0 | 0 | 0 | 0 | 0 | 0 | 0 | 0 | 0 | 0 | 0 | 0 | 0 | 0 | 0 | 0 | 0 | 0 | 0 | 0 | 0 | 0 | 0 | 0 | 0 | 0 | 0 | 0 | 0 | 0 | 0 | 0 | 0 | 0 | 0 | 0 | 0 | 0 | 0 | 0 | 0 | 0 | 0 | 0 | 0 | 0 | 0 | 0 | 0 | 0 | 12.74 | 99 | 99 | 99 | 8 | 8 | 8 | 20 | 20 | 5 | 5 | 0.2 | 5 | 5 | 12.82 | 12.82 | 25 | 16 | 5 | 5 | 63 | 18 | 121 | 120 | 0 | 17 | 194 | 11.9 | 11.9 | 11.9 | 11.9 | 0 | 3 | 5 | 5 | 4 | 4 | 3 | 1 | 3 | 3 | 0 | 3.99 | 0.2 | 15 | 15 | 15 | 120 | 40 | 40 | 113 | 113 | 211 | 22.5 | 1 | 160 | 165 | 4.6 | 4.6 | 4.6 | 4.6 | 4.6 | 4.6 | 110 | 22.7 | 147 | 147 | 22.7 | 21.5 | 120 | 120 | 1 | 41.15 | 5 | 5 | 5 | 5
05/07/25 09:30 | 448 | 513 | 442 | 0 | 0 | 0 | 0 | 0 | 0 | 0 | 0 | 0 | 0 | 0 | 0 | 0 | 0 | 0 | 0 | 0 | 0 | 0 | 0 | 0 | 0 | 0 | 0 | 0 | 0 | 0 | 0 | 0 | 0 | 0 | 0 | 0 | 0 | 0 | 0 | 0 | 0 | 0 | 0 | 0 | 0 | 0 | 0 | 0 | 0 | 0 | 0 | 0 | 0 | 0 | 0 | 0 | 0 | 0 | 0 | 0 | 0 | 0 | 0 | 0 | 0 | 0 | 0 | 0 | 0 | 0 | 0 | 0 | 0 | 0 | 0 | 0 | 0 | 0 | 0 | 0 | 0 | 0 | 0 | 0 | 0 | 0 | 0 | 0 | 0 | 0 | 0 | 0 | 0 | 0 | 0 | 0 | 0 | 0 | 0 | 0 | 0 | 0 | 0 | 0 | 0 | 0 | 0 | 0 | 0 | 0 | 0 | 0 | 0 | 0 | 0 | 0 | 0 | 0 | 0 | 0 | 0 | 0 | 0 | 0 | 0 | 0 | 0 | 0 | 0 | 0 | 0 | 0 | 0 | 0 | 0 | 0 | 0 | 0 | 0 | 0 | 0 | 0 | 0 | 0 | 0 | 0 | 0 | 0 | 0 | 0 | 0 | 0 | 0 | 0 | 0 | 0 | 0 | 0 | 0 | 0 | 0 | 0 | 0 | 0 | 0 | 0 | 0 | 0 | 0 | 0 | 0 | 0 | 0 | 0 | 0 | 0 | 0 | 0 | 0 | 0 | 0 | 0 | 0 | 0 | 0 | 0 | 0 | 0 | 0 | 0 | 0 | 0 | 0 | 0 | 0 | 0 | 0 | 0 | 0 | 0 | 0 | 0 | 0 | 0 | 0 | 0 | 0 | 0 | 0 | 0 | 0 | 12.74 | 99 | 99 | 99 | 8 | 8 | 8 | 20 | 20 | 5 | 5 | 0.2 | 5 | 5 | 12.82 | 12.82 | 25 | 16 | 5 | 5 | 63 | 18 | 121 | 120 | 0 | 17 | 194 | 11.9 | 11.9 | 11.9 | 11.9 | 0 | 3 | 5 | 5 | 4 | 4 | 3 | 1 | 3 | 3 | 0 | 3.99 | 0.2 | 15 | 15 | 15 | 120 | 40 | 40 | 113 | 113 | 211 | 22.5 | 1 | 160 | 165 | 4.6 | 4.6 | 4.6 | 4.6 | 4.6 | 4.6 | 110 | 22.7 | 147 | 147 | 22.7 | 21.5 | 120 | 120 | 1 | 41.15 | 5 | 5 | 5 | 5
05/07/25 10:00 | 427 | 513.5 | 442 | 0 | 0 | 0 | 0 | 0 | 0 | 0 | 0 | 0 | 0 | 0 | 0 | 0 | 0 | 0 | 0 | 0 | 0 | 0 | 0 | 0 | 0 | 0 | 0 | 0 | 0 | 0 | 0 | 0 | 0 | 0 | 0 | 0 | 0 | 0 | 0 | 0 | 0 | 0 | 0 | 0 | 0 | 0 | 0 | 0 | 0 | 0 | 0 | 0 | 0 | 0 | 0 | 0 | 0 | 0 | 0 | 0 | 0 | 0 | 0 | 0 | 0 | 0 | 0 | 0 | 0 | 0 | 0 | 0 | 0 | 0 | 0 | 0 | 0 | 0 | 0 | 0 | 0 | 0 | 0 | 0 | 0 | 0 | 0 | 0 | 0 | 0 | 0 | 0 | 0 | 0 | 0 | 0 | 0 | 0 | 0 | 0 | 0 | 0 | 0 | 0 | 0 | 0 | 0 | 0 | 0 | 0 | 0 | 0 | 0 | 0 | 0 | 0 | 0 | 0 | 0 | 0 | 0 | 0 | 0 | 0 | 0 | 0 | 0 | 0 | 0 | 0 | 0 | 0 | 0 | 0 | 0 | 0 | 0 | 0 | 0 | 0 | 0 | 0 | 0 | 0 | 0 | 0 | 0 | 0 | 0 | 0 | 0 | 0 | 0 | 0 | 0 | 0 | 0 | 0 | 0 | 0 | 0 | 0 | 0 | 0 | 0 | 0 | 0 | 0 | 0 | 0 | 0 | 0 | 0 | 0 | 0 | 0 | 0 | 0 | 0 | 0 | 0 | 0 | 0 | 0 | 0 | 0 | 0 | 0 | 0 | 0 | 0 | 0 | 0 | 0 | 0 | 0 | 0 | 0 | 0 | 0 | 0 | 0 | 0 | 0 | 0 | 0 | 0 | 0 | 0 | 0 | 0 | 12.74 | 99 | 99 | 99 | 8 | 8 | 8 | 20 | 20 | 5 | 5 | 0.2 | 5 | 5 | 12.82 | 12.82 | 25 | 16 | 5 | 5 | 63 | 18 | 121 | 120 | 0 | 17 | 194 | 11.9 | 11.9 | 11.9 | 11.9 | 0 | 3 | 5 | 5 | 4 | 4 | 3 | 1 | 3 | 3 | 0 | 3.99 | 0.2 | 15 | 15 | 15 | 120 | 40 | 40 | 113 | 113 | 211 | 22.5 | 1 | 160 | 165 | 4.6 | 4.6 | 4.6 | 4.6 | 4.6 | 4.6 | 110 | 22.7 | 147 | 147 | 22.7 | 21.5 | 120 | 120 | 1 | 41.15 | 5 | 5 | 5 | 5
05/07/25 10:30 | 510.5 | 414 | 442 | 0 | 0 | 0 | 0 | 0 | 0 | 0 | 0 | 0 | 0 | 0 | 0 | 0 | 0 | 0 | 0 | 0 | 0 | 0 | 0 | 0 | 0 | 0 | 0 | 0 | 0 | 0 | 0 | 0 | 0 | 0 | 0 | 0 | 0 | 0 | 0 | 0 | 0 | 0 | 0 | 0 | 0 | 0 | 0 | 0 | 0 | 0 | 0 | 0 | 0 | 0 | 0 | 0 | 0 | 0 | 0 | 0 | 0 | 0 | 0 | 0 | 0 | 0 | 0 | 0 | 0 | 0 | 0 | 0 | 0 | 0 | 0 | 0 | 0 | 0 | 0 | 0 | 0 | 0 | 0 | 0 | 0 | 0 | 0 | 0 | 0 | 0 | 0 | 0 | 0 | 0 | 0 | 0 | 0 | 0 | 0 | 0 | 0 | 0 | 0 | 0 | 0 | 0 | 0 | 0 | 0 | 0 | 0 | 0 | 0 | 0 | 0 | 0 | 0 | 0 | 0 | 0 | 0 | 0 | 0 | 0 | 0 | 0 | 0 | 0 | 0 | 0 | 0 | 0 | 0 | 0 | 0 | 0 | 0 | 0 | 0 | 0 | 0 | 0 | 0 | 0 | 0 | 0 | 0 | 0 | 0 | 0 | 0 | 0 | 0 | 0 | 0 | 0 | 0 | 0 | 0 | 0 | 0 | 0 | 0 | 0 | 0 | 0 | 0 | 0 | 0 | 0 | 0 | 0 | 0 | 0 | 0 | 0 | 0 | 0 | 0 | 0 | 0 | 0 | 0 | 0 | 0 | 0 | 0 | 0 | 0 | 0 | 0 | 0 | 0 | 0 | 0 | 0 | 0 | 0 | 0 | 0 | 0 | 0 | 0 | 0 | 0 | 0 | 0 | 0 | 0 | 0 | 0 | 12.74 | 99 | 99 | 99 | 8 | 8 | 8 | 20 | 20 | 5 | 5 | 0.2 | 5 | 5 | 12.82 | 12.82 | 25 | 16 | 5 | 5 | 63 | 18 | 121 | 120 | 0 | 17 | 194 | 11.9 | 11.9 | 11.9 | 11.9 | 0 | 3 | 5 | 5 | 4 | 4 | 3 | 1 | 3 | 3 | 0 | 3.99 | 0.2 | 15 | 15 | 15 | 120 | 40 | 40 | 113 | 113 | 211 | 22.5 | 1 | 160 | 165 | 4.6 | 4.6 | 4.6 | 4.6 | 4.6 | 4.6 | 110 | 22.7 | 147 | 147 | 22.7 | 21.5 | 120 | 120 | 1 | 41.15 | 5 | 5 | 5 | 5
05/07/25 11:00 | 499.5 | 438 | 442 | 0 | 0 | 0 | 0 | 0 | 0 | 0 | 0 | 0 | 0 | 0 | 0 | 0 | 0 | 0 | 0 | 0 | 0 | 0 | 0 | 0 | 0 | 0 | 0 | 0 | 0 | 0 | 0 | 0 | 0 | 0 | 0 | 0 | 0 | 0 | 0 | 0 | 0 | 0 | 0 | 0 | 0 | 0 | 0 | 0 | 0 | 0 | 0 | 0 | 0 | 0 | 0 | 0 | 0 | 0 | 0 | 0 | 0 | 0 | 0 | 0 | 0 | 0 | 0 | 0 | 0 | 0 | 0 | 0 | 0 | 0 | 0 | 0 | 0 | 0 | 0 | 0 | 0 | 0 | 0 | 0 | 0 | 0 | 0 | 0 | 0 | 0 | 0 | 0 | 0 | 0 | 0 | 0 | 0 | 0 | 0 | 0 | 0 | 0 | 0 | 0 | 0 | 0 | 0 | 0 | 0 | 0 | 0 | 0 | 0 | 0 | 0 | 0 | 0 | 0 | 0 | 0 | 0 | 0 | 0 | 0 | 0 | 0 | 0 | 0 | 0 | 0 | 0 | 0 | 0 | 0 | 0 | 0 | 0 | 0 | 0 | 0 | 0 | 0 | 0 | 0 | 0 | 0 | 0 | 0 | 0 | 0 | 0 | 0 | 0 | 0 | 0 | 0 | 0 | 0 | 0 | 0 | 0 | 0 | 0 | 0 | 0 | 0 | 0 | 0 | 0 | 0 | 0 | 0 | 0 | 0 | 0 | 0 | 0 | 0 | 0 | 0 | 0 | 0 | 0 | 0 | 0 | 0 | 0 | 0 | 0 | 0 | 0 | 0 | 0 | 0 | 0 | 0 | 0 | 0 | 0 | 0 | 0 | 0 | 0 | 0 | 0 | 0 | 0 | 0 | 0 | 0 | 0 | 12.74 | 99 | 99 | 99 | 8 | 8 | 8 | 20 | 20 | 5 | 5 | 0.2 | 5 | 5 | 12.82 | 12.82 | 25 | 16 | 5 | 5 | 63 | 18 | 121 | 120 | 0 | 17 | 194 | 11.9 | 11.9 | 11.9 | 11.9 | 0 | 3 | 5 | 5 | 4 | 4 | 3 | 1 | 3 | 3 | 0 | 3.99 | 0.2 | 15 | 15 | 15 | 120 | 40 | 40 | 113 | 113 | 211 | 22.5 | 1 | 160 | 165 | 4.6 | 4.6 | 4.6 | 4.6 | 4.6 | 4.6 | 110 | 22.7 | 147 | 147 | 22.7 | 21.5 | 120 | 120 | 1 | 41.15 | 5 | 5 | 5 | 5
05/07/25 11:30 | 422 | 513.5 | 442 | 0 | 0 | 0 | 0 | 0 | 0 | 0 | 0 | 0 | 0 | 0 | 0 | 0 | 0 | 0 | 0 | 0 | 0 | 0 | 0 | 0 | 0 | 0 | 0 | 0 | 0 | 0 | 0 | 0 | 0 | 0 | 0 | 0 | 0 | 0 | 0 | 0 | 0 | 0 | 0 | 0 | 0 | 0 | 0 | 0 | 0 | 0 | 0 | 0 | 0 | 0 | 0 | 0 | 0 | 0 | 0 | 0 | 0 | 0 | 0 | 0 | 0 | 0 | 0 | 0 | 0 | 0 | 0 | 0 | 0 | 0 | 0 | 0 | 0 | 0 | 0 | 0 | 0 | 0 | 0 | 0 | 0 | 0 | 0 | 0 | 0 | 0 | 0 | 0 | 0 | 0 | 0 | 0 | 0 | 0 | 0 | 0 | 0 | 0 | 0 | 0 | 0 | 0 | 0 | 0 | 0 | 0 | 0 | 0 | 0 | 0 | 0 | 0 | 0 | 0 | 0 | 0 | 0 | 0 | 0 | 0 | 0 | 0 | 0 | 0 | 0 | 0 | 0 | 0 | 0 | 0 | 0 | 0 | 0 | 0 | 0 | 0 | 0 | 0 | 0 | 0 | 0 | 0 | 0 | 0 | 0 | 0 | 0 | 0 | 0 | 0 | 0 | 0 | 0 | 0 | 0 | 0 | 0 | 0 | 0 | 0 | 0 | 0 | 0 | 0 | 0 | 0 | 0 | 0 | 0 | 0 | 0 | 0 | 0 | 0 | 0 | 0 | 0 | 0 | 0 | 0 | 0 | 0 | 0 | 0 | 0 | 0 | 0 | 0 | 0 | 0 | 0 | 0 | 0 | 0 | 0 | 0 | 0 | 0 | 0 | 0 | 0 | 0 | 0 | 0 | 0 | 0 | 0 | 12.74 | 99 | 99 | 99 | 8 | 8 | 8 | 20 | 20 | 5 | 5 | 0.2 | 5 | 5 | 12.82 | 12.82 | 25 | 16 | 5 | 5 | 63 | 18 | 121 | 120 | 0 | 17 | 194 | 11.9 | 11.9 | 11.9 | 11.9 | 0 | 3 | 5 | 5 | 4 | 4 | 3 | 1 | 3 | 3 | 0 | 3.99 | 0.2 | 15 | 15 | 15 | 120 | 40 | 40 | 113 | 113 | 211 | 22.5 | 1 | 160 | 165 | 4.6 | 4.6 | 4.6 | 4.6 | 4.6 | 4.6 | 110 | 22.7 | 147 | 147 | 22.7 | 21.5 | 120 | 120 | 1 | 41.15 | 5 | 5 | 5 | 5
05/07/25 12:00 | 396 | 513.5 | 442 | 0 | 0 | 0 | 0 | 0 | 0 | 0 | 0 | 0 | 0 | 0 | 0 | 0 | 0 | 0 | 0 | 0 | 0 | 0 | 0 | 0 | 0 | 0 | 0 | 0 | 0 | 0 | 0 | 0 | 0 | 0 | 0 | 0 | 0 | 0 | 0 | 0 | 0 | 0 | 0 | 0 | 0 | 0 | 0 | 0 | 0 | 0 | 0 | 0 | 0 | 0 | 0 | 0 | 0 | 0 | 0 | 0 | 0 | 0 | 0 | 0 | 0 | 0 | 0 | 0 | 0 | 0 | 0 | 0 | 0 | 0 | 0 | 0 | 0 | 0 | 0 | 0 | 0 | 0 | 0 | 0 | 0 | 0 | 0 | 0 | 0 | 0 | 0 | 0 | 0 | 0 | 0 | 0 | 0 | 0 | 0 | 0 | 0 | 0 | 0 | 0 | 0 | 0 | 0 | 0 | 0 | 0 | 0 | 0 | 0 | 0 | 0 | 0 | 0 | 0 | 0 | 0 | 0 | 0 | 0 | 0 | 0 | 0 | 0 | 0 | 0 | 0 | 0 | 0 | 0 | 0 | 0 | 0 | 0 | 0 | 0 | 0 | 0 | 0 | 0 | 0 | 0 | 0 | 0 | 0 | 0 | 0 | 0 | 0 | 0 | 0 | 0 | 0 | 0 | 0 | 0 | 0 | 0 | 0 | 0 | 0 | 0 | 0 | 0 | 0 | 0 | 0 | 0 | 0 | 0 | 0 | 0 | 0 | 0 | 0 | 0 | 0 | 0 | 0 | 0 | 0 | 0 | 0 | 0 | 0 | 0 | 0 | 0 | 0 | 0 | 0 | 0 | 0 | 0 | 0 | 0 | 0 | 0 | 0 | 0 | 0 | 0 | 0 | 0 | 0 | 0 | 0 | 0 | 12.74 | 99 | 99 | 99 | 8 | 8 | 8 | 20 | 20 | 5 | 5 | 0.2 | 5 | 5 | 12.82 | 12.82 | 25 | 16 | 5 | 5 | 63 | 18 | 121 | 120 | 0 | 17 | 194 | 11.9 | 11.9 | 11.9 | 11.9 | 0 | 3 | 5 | 5 | 4 | 4 | 3 | 1 | 3 | 3 | 0 | 3.99 | 0.2 | 15 | 15 | 15 | 120 | 40 | 40 | 113 | 113 | 211 | 22.5 | 1 | 160 | 165 | 4.6 | 4.6 | 4.6 | 4.6 | 4.6 | 4.6 | 110 | 22.7 | 147 | 147 | 22.7 | 21.5 | 120 | 120 | 1 | 41.15 | 5 | 5 | 5 | 5
05/07/25 12:30 | 406.5 | 513 | 442 | 0 | 0 | 0 | 0 | 0 | 0 | 0 | 0 | 0 | 0 | 0 | 0 | 0 | 0 | 0 | 0 | 0 | 0 | 0 | 0 | 0 | 0 | 0 | 0 | 0 | 0 | 0 | 0 | 0 | 0 | 0 | 0 | 0 | 0 | 0 | 0 | 0 | 0 | 0 | 0 | 0 | 0 | 0 | 0 | 0 | 0 | 0 | 0 | 0 | 0 | 0 | 0 | 0 | 0 | 0 | 0 | 0 | 0 | 0 | 0 | 0 | 0 | 0 | 0 | 0 | 0 | 0 | 0 | 0 | 0 | 0 | 0 | 0 | 0 | 0 | 0 | 0 | 0 | 0 | 0 | 0 | 0 | 0 | 0 | 0 | 0 | 0 | 0 | 0 | 0 | 0 | 0 | 0 | 0 | 0 | 0 | 0 | 0 | 0 | 0 | 0 | 0 | 0 | 0 | 0 | 0 | 0 | 0 | 0 | 0 | 0 | 0 | 0 | 0 | 0 | 0 | 0 | 0 | 0 | 0 | 0 | 0 | 0 | 0 | 0 | 0 | 0 | 0 | 0 | 0 | 0 | 0 | 0 | 0 | 0 | 0 | 0 | 0 | 0 | 0 | 0 | 0 | 0 | 0 | 0 | 0 | 0 | 0 | 0 | 0 | 0 | 0 | 0 | 0 | 0 | 0 | 0 | 0 | 0 | 0 | 0 | 0 | 0 | 0 | 0 | 0 | 0 | 0 | 0 | 0 | 0 | 0 | 0 | 0 | 0 | 0 | 0 | 0 | 0 | 0 | 0 | 0 | 0 | 0 | 0 | 0 | 0 | 0 | 0 | 0 | 0 | 0 | 0 | 0 | 0 | 0 | 0 | 0 | 0 | 0 | 0 | 0 | 0 | 0 | 0 | 0 | 0 | 0 | 12.74 | 99 | 99 | 99 | 8 | 8 | 8 | 20 | 20 | 5 | 5 | 0.2 | 5 | 5 | 12.82 | 12.82 | 25 | 16 | 5 | 5 | 63 | 18 | 121 | 120 | 0 | 17 | 194 | 11.9 | 11.9 | 11.9 | 11.9 | 0 | 3 | 5 | 5 | 4 | 4 | 3 | 1 | 3 | 3 | 0 | 3.99 | 0.2 | 15 | 15 | 15 | 120 | 40 | 40 | 113 | 113 | 211 | 22.5 | 1 | 160 | 165 | 4.6 | 4.6 | 4.6 | 4.6 | 4.6 | 4.6 | 110 | 22.7 | 147 | 147 | 22.7 | 21.5 | 120 | 120 | 1 | 41.15 | 5 | 5 | 5 | 5
05/07/25 13:00 | 476 | 513 | 442 | 0 | 0 | 0 | 0 | 0 | 0 | 0 | 0 | 0 | 0 | 0 | 0 | 0 | 0 | 0 | 0 | 0 | 0 | 0 | 0 | 0 | 0 | 0 | 0 | 0 | 0 | 0 | 0 | 0 | 0 | 0 | 0 | 0 | 0 | 0 | 0 | 0 | 0 | 0 | 0 | 0 | 0 | 0 | 0 | 0 | 0 | 0 | 0 | 0 | 0 | 0 | 0 | 0 | 0 | 0 | 0 | 0 | 0 | 0 | 0 | 0 | 0 | 0 | 0 | 0 | 0 | 0 | 0 | 0 | 0 | 0 | 0 | 0 | 0 | 0 | 0 | 0 | 0 | 0 | 0 | 0 | 0 | 0 | 0 | 0 | 0 | 0 | 0 | 0 | 0 | 0 | 0 | 0 | 0 | 0 | 0 | 0 | 0 | 0 | 0 | 0 | 0 | 0 | 0 | 0 | 0 | 0 | 0 | 0 | 0 | 0 | 0 | 0 | 0 | 0 | 0 | 0 | 0 | 0 | 0 | 0 | 0 | 0 | 0 | 0 | 0 | 0 | 0 | 0 | 0 | 0 | 0 | 0 | 0 | 0 | 0 | 0 | 0 | 0 | 0 | 0 | 0 | 0 | 0 | 0 | 0 | 0 | 0 | 0 | 0 | 0 | 0 | 0 | 0 | 0 | 0 | 0 | 0 | 0 | 0 | 0 | 0 | 0 | 0 | 0 | 0 | 0 | 0 | 0 | 0 | 0 | 0 | 0 | 0 | 0 | 0 | 0 | 0 | 0 | 0 | 0 | 0 | 0 | 0 | 0 | 0 | 0 | 0 | 0 | 0 | 0 | 0 | 0 | 0 | 0 | 0 | 0 | 0 | 0 | 0 | 0 | 0 | 0 | 0 | 0 | 0 | 0 | 0 | 12.74 | 99 | 99 | 99 | 8 | 8 | 8 | 20 | 20 | 5 | 5 | 0.2 | 5 | 5 | 12.82 | 12.82 | 25 | 16 | 5 | 5 | 63 | 18 | 121 | 120 | 0 | 17 | 194 | 11.9 | 11.9 | 11.9 | 11.9 | 0 | 3 | 5 | 5 | 4 | 4 | 3 | 1 | 3 | 3 | 0 | 3.99 | 0.2 | 15 | 15 | 15 | 120 | 40 | 40 | 113 | 113 | 211 | 22.5 | 1 | 160 | 165 | 4.6 | 4.6 | 4.6 | 4.6 | 4.6 | 4.6 | 110 | 22.7 | 147 | 147 | 22.7 | 21.5 | 120 | 120 | 1 | 41.15 | 5 | 5 | 5 | 5
05/07/25 13:30 | 530 | 513 | 442 | 0 | 0 | 0 | 0 | 0 | 0 | 0 | 0 | 0 | 0 | 0 | 0 | 0 | 0 | 0 | 0 | 0 | 0 | 0 | 0 | 0 | 0 | 0 | 0 | 0 | 0 | 0 | 0 | 0 | 0 | 0 | 0 | 0 | 0 | 0 | 0 | 0 | 0 | 0 | 0 | 0 | 0 | 0 | 0 | 0 | 0 | 0 | 0 | 0 | 0 | 0 | 0 | 0 | 0 | 0 | 0 | 0 | 0 | 0 | 0 | 0 | 0 | 0 | 0 | 0 | 0 | 0 | 0 | 0 | 0 | 0 | 0 | 0 | 0 | 0 | 0 | 0 | 0 | 0 | 0 | 0 | 0 | 0 | 0 | 0 | 0 | 0 | 0 | 0 | 0 | 0 | 0 | 0 | 0 | 0 | 0 | 0 | 0 | 0 | 0 | 0 | 0 | 0 | 0 | 0 | 0 | 0 | 0 | 0 | 0 | 0 | 0 | 0 | 0 | 0 | 0 | 0 | 0 | 0 | 0 | 0 | 0 | 0 | 0 | 0 | 0 | 0 | 0 | 0 | 0 | 0 | 0 | 0 | 0 | 0 | 0 | 0 | 0 | 0 | 0 | 0 | 0 | 0 | 0 | 0 | 0 | 0 | 0 | 0 | 0 | 0 | 0 | 0 | 0 | 0 | 0 | 0 | 0 | 0 | 0 | 0 | 0 | 0 | 0 | 0 | 0 | 0 | 0 | 0 | 0 | 0 | 0 | 0 | 0 | 0 | 0 | 0 | 0 | 0 | 0 | 0 | 0 | 0 | 0 | 0 | 0 | 0 | 0 | 0 | 0 | 0 | 0 | 0 | 0 | 0 | 0 | 0 | 0 | 0 | 0 | 0 | 0 | 0 | 0 | 0 | 0 | 0 | 0 | 12.74 | 99 | 99 | 99 | 8 | 8 | 8 | 20 | 20 | 5 | 5 | 0.2 | 5 | 5 | 12.82 | 12.82 | 25 | 16 | 5 | 5 | 63 | 18 | 121 | 120 | 0 | 17 | 194 | 11.9 | 11.9 | 11.9 | 11.9 | 0 | 3 | 5 | 5 | 4 | 4 | 3 | 1 | 3 | 3 | 0 | 3.99 | 0.2 | 15 | 15 | 15 | 120 | 40 | 40 | 113 | 113 | 211 | 22.5 | 1 | 160 | 165 | 4.6 | 4.6 | 4.6 | 4.6 | 4.6 | 4.6 | 110 | 22.7 | 147 | 147 | 22.7 | 21.5 | 120 | 120 | 1 | 41.15 | 5 | 5 | 5 | 5
05/07/25 14:00 | 529.5 | 511 | 332.5 | 0 | 0 | 0 | 0 | 0 | 0 | 0 | 0 | 0 | 0 | 0 | 0 | 0 | 0 | 0 | 0 | 0 | 0 | 0 | 0 | 0 | 0 | 0 | 0 | 0 | 0 | 0 | 0 | 0 | 0 | 0 | 0 | 0 | 0 | 0 | 0 | 0 | 0 | 0 | 0 | 0 | 0 | 0 | 0 | 0 | 0 | 0 | 0 | 0 | 0 | 0 | 0 | 0 | 0 | 0 | 0 | 0 | 0 | 0 | 0 | 0 | 0 | 0 | 0 | 0 | 0 | 0 | 0 | 0 | 0 | 0 | 0 | 0 | 0 | 0 | 0 | 0 | 0 | 0 | 0 | 0 | 0 | 0 | 0 | 0 | 0 | 0 | 0 | 0 | 0 | 0 | 0 | 0 | 0 | 0 | 0 | 0 | 0 | 0 | 0 | 0 | 0 | 0 | 0 | 0 | 0 | 0 | 0 | 0 | 0 | 0 | 0 | 0 | 0 | 0 | 0 | 0 | 0 | 0 | 0 | 0 | 0 | 0 | 0 | 0 | 0 | 0 | 0 | 0 | 0 | 0 | 0 | 0 | 0 | 0 | 0 | 0 | 0 | 0 | 0 | 0 | 0 | 0 | 0 | 0 | 0 | 0 | 0 | 0 | 0 | 0 | 0 | 0 | 0 | 0 | 0 | 0 | 0 | 0 | 0 | 0 | 0 | 0 | 0 | 0 | 0 | 0 | 0 | 0 | 0 | 0 | 0 | 0 | 0 | 0 | 0 | 0 | 0 | 0 | 0 | 0 | 0 | 0 | 0 | 0 | 0 | 0 | 0 | 0 | 0 | 0 | 0 | 0 | 0 | 0 | 0 | 0 | 0 | 0 | 0 | 0 | 0 | 0 | 0 | 0 | 0 | 0 | 0 | 12.74 | 99 | 99 | 99 | 8 | 8 | 8 | 20 | 20 | 5 | 5 | 0.2 | 5 | 5 | 12.82 | 12.82 | 25 | 16 | 5 | 5 | 63 | 18 | 121 | 120 | 0 | 17 | 194 | 11.9 | 11.9 | 11.9 | 11.9 | 0 | 3 | 5 | 5 | 4 | 4 | 3 | 1 | 3 | 3 | 0 | 3.99 | 0.2 | 15 | 15 | 15 | 120 | 40 | 40 | 113 | 113 | 211 | 22.5 | 1 | 160 | 165 | 4.6 | 4.6 | 4.6 | 4.6 | 4.6 | 4.6 | 110 | 22.7 | 147 | 147 | 22.7 | 21.5 | 120 | 120 | 1 | 41.15 | 5 | 5 | 5 | 5
05/07/25 14:30 | 416.5 | 511 | 405 | 0 | 0 | 0 | 0 | 0 | 0 | 0 | 0 | 0 | 0 | 0 | 0 | 0 | 0 | 0 | 0 | 0 | 0 | 0 | 0 | 0 | 0 | 0 | 0 | 0 | 0 | 0 | 0 | 0 | 0 | 0 | 0 | 0 | 0 | 0 | 0 | 0 | 0 | 0 | 0 | 0 | 0 | 0 | 0 | 0 | 0 | 0 | 0 | 0 | 0 | 0 | 0 | 0 | 0 | 0 | 0 | 0 | 0 | 0 | 0 | 0 | 0 | 0 | 0 | 0 | 0 | 0 | 0 | 0 | 0 | 0 | 0 | 0 | 0 | 0 | 0 | 0 | 0 | 0 | 0 | 0 | 0 | 0 | 0 | 0 | 0 | 0 | 0 | 0 | 0 | 0 | 0 | 0 | 0 | 0 | 0 | 0 | 0 | 0 | 0 | 0 | 0 | 0 | 0 | 0 | 0 | 0 | 0 | 0 | 0 | 0 | 0 | 0 | 0 | 0 | 0 | 0 | 0 | 0 | 0 | 0 | 0 | 0 | 0 | 0 | 0 | 0 | 0 | 0 | 0 | 0 | 0 | 0 | 0 | 0 | 0 | 0 | 0 | 0 | 0 | 0 | 0 | 0 | 0 | 0 | 0 | 0 | 0 | 0 | 0 | 0 | 0 | 0 | 0 | 0 | 0 | 0 | 0 | 0 | 0 | 0 | 0 | 0 | 0 | 0 | 0 | 0 | 0 | 0 | 0 | 0 | 0 | 0 | 0 | 0 | 0 | 0 | 0 | 0 | 0 | 0 | 0 | 0 | 0 | 0 | 0 | 0 | 0 | 0 | 0 | 0 | 0 | 0 | 0 | 0 | 0 | 0 | 0 | 0 | 0 | 0 | 0 | 0 | 0 | 0 | 0 | 0 | 0 | 12.74 | 99 | 99 | 99 | 8 | 8 | 8 | 20 | 20 | 5 | 5 | 0.2 | 5 | 5 | 12.82 | 12.82 | 25 | 16 | 5 | 5 | 63 | 18 | 121 | 120 | 0 | 17 | 194 | 11.9 | 11.9 | 11.9 | 11.9 | 0 | 3 | 5 | 5 | 4 | 4 | 3 | 1 | 3 | 3 | 0 | 3.99 | 0.2 | 15 | 15 | 15 | 120 | 40 | 40 | 113 | 113 | 211 | 22.5 | 1 | 160 | 165 | 4.6 | 4.6 | 4.6 | 4.6 | 4.6 | 4.6 | 110 | 22.7 | 147 | 147 | 22.7 | 21.5 | 120 | 120 | 1 | 41.15 | 5 | 5 | 5 | 5
05/07/25 15:00 | 490.5 | 512 | 442 | 0 | 0 | 0 | 0 | 0 | 0 | 0 | 0 | 0 | 0 | 0 | 0 | 0 | 0 | 0 | 0 | 0 | 0 | 0 | 0 | 0 | 0 | 0 | 0 | 0 | 0 | 0 | 0 | 0 | 0 | 0 | 0 | 0 | 0 | 0 | 0 | 0 | 0 | 0 | 0 | 0 | 0 | 0 | 0 | 0 | 0 | 0 | 0 | 0 | 0 | 0 | 0 | 0 | 0 | 0 | 0 | 0 | 0 | 0 | 0 | 0 | 0 | 0 | 0 | 0 | 0 | 0 | 0 | 0 | 0 | 0 | 0 | 0 | 0 | 0 | 0 | 0 | 0 | 0 | 0 | 0 | 0 | 0 | 0 | 0 | 0 | 0 | 0 | 0 | 0 | 0 | 0 | 0 | 0 | 0 | 0 | 0 | 0 | 0 | 0 | 0 | 0 | 0 | 0 | 0 | 0 | 0 | 0 | 0 | 0 | 0 | 0 | 0 | 0 | 0 | 0 | 0 | 0 | 0 | 0 | 0 | 0 | 0 | 0 | 0 | 0 | 0 | 0 | 0 | 0 | 0 | 0 | 0 | 0 | 0 | 0 | 0 | 0 | 0 | 0 | 0 | 0 | 0 | 0 | 0 | 0 | 0 | 0 | 0 | 0 | 0 | 0 | 0 | 0 | 0 | 0 | 0 | 0 | 0 | 0 | 0 | 0 | 0 | 0 | 0 | 0 | 0 | 0 | 0 | 0 | 0 | 0 | 0 | 0 | 0 | 0 | 0 | 0 | 0 | 0 | 0 | 0 | 0 | 0 | 0 | 0 | 0 | 0 | 0 | 0 | 0 | 0 | 0 | 0 | 0 | 0 | 0 | 0 | 0 | 0 | 0 | 0 | 0 | 0 | 0 | 0 | 0 | 0 | 12.74 | 99 | 99 | 99 | 8 | 8 | 8 | 20 | 20 | 5 | 5 | 0.2 | 5 | 5 | 12.82 | 12.82 | 25 | 16 | 5 | 5 | 63 | 18 | 121 | 120 | 0 | 17 | 194 | 11.9 | 11.9 | 11.9 | 11.9 | 0 | 3 | 5 | 5 | 4 | 4 | 3 | 1 | 3 | 3 | 0 | 3.99 | 0.2 | 15 | 15 | 15 | 120 | 40 | 40 | 113 | 113 | 211 | 22.5 | 1 | 160 | 165 | 4.6 | 4.6 | 4.6 | 4.6 | 4.6 | 4.6 | 110 | 22.7 | 147 | 147 | 22.7 | 21.5 | 120 | 120 | 1 | 41.15 | 5 | 5 | 5 | 5
05/07/25 15:30 | 530 | 513 | 442 | 0 | 0 | 0 | 0 | 0 | 0 | 0 | 0 | 0 | 0 | 0 | 0 | 0 | 0 | 0 | 0 | 0 | 0 | 0 | 0 | 0 | 0 | 0 | 0 | 0 | 0 | 0 | 0 | 0 | 0 | 0 | 0 | 0 | 0 | 0 | 0 | 0 | 0 | 0 | 0 | 0 | 0 | 0 | 0 | 0 | 0 | 0 | 0 | 0 | 0 | 0 | 0 | 0 | 0 | 0 | 0 | 0 | 0 | 0 | 0 | 0 | 0 | 0 | 0 | 0 | 0 | 0 | 0 | 0 | 0 | 0 | 0 | 0 | 0 | 0 | 0 | 0 | 0 | 0 | 0 | 0 | 0 | 0 | 0 | 0 | 0 | 0 | 0 | 0 | 0 | 0 | 0 | 0 | 0 | 0 | 0 | 0 | 0 | 0 | 0 | 0 | 0 | 0 | 0 | 0 | 0 | 0 | 0 | 0 | 0 | 0 | 0 | 0 | 0 | 0 | 0 | 0 | 0 | 0 | 0 | 0 | 0 | 0 | 0 | 0 | 0 | 0 | 0 | 0 | 0 | 0 | 0 | 0 | 0 | 0 | 0 | 0 | 0 | 0 | 0 | 0 | 0 | 0 | 0 | 0 | 0 | 0 | 0 | 0 | 0 | 0 | 0 | 0 | 0 | 0 | 0 | 0 | 0 | 0 | 0 | 0 | 0 | 0 | 0 | 0 | 0 | 0 | 0 | 0 | 0 | 0 | 0 | 0 | 0 | 0 | 0 | 0 | 0 | 0 | 0 | 0 | 0 | 0 | 0 | 0 | 0 | 0 | 0 | 0 | 0 | 0 | 0 | 0 | 0 | 0 | 0 | 0 | 0 | 0 | 0 | 0 | 0 | 0 | 0 | 0 | 0 | 0 | 0 | 12.74 | 99 | 99 | 99 | 8 | 8 | 8 | 20 | 20 | 5 | 5 | 0.2 | 5 | 5 | 12.82 | 12.82 | 25 | 16 | 5 | 5 | 63 | 18 | 121 | 120 | 0 | 17 | 194 | 11.9 | 11.9 | 11.9 | 11.9 | 0 | 3 | 5 | 5 | 4 | 4 | 3 | 1 | 3 | 3 | 0 | 3.99 | 0.2 | 15 | 15 | 15 | 120 | 40 | 40 | 113 | 113 | 211 | 22.5 | 1 | 160 | 165 | 4.6 | 4.6 | 4.6 | 4.6 | 4.6 | 4.6 | 110 | 22.7 | 147 | 147 | 22.7 | 21.5 | 120 | 120 | 1 | 41.15 | 5 | 5 | 5 | 5
05/07/25 16:00 | 494 | 513 | 442 | 0 | 0 | 0 | 0 | 0 | 0 | 0 | 0 | 0 | 0 | 0 | 0 | 0 | 0 | 0 | 0 | 0 | 0 | 0 | 0 | 0 | 0 | 0 | 0 | 0 | 0 | 0 | 0 | 0 | 0 | 0 | 0 | 0 | 0 | 0 | 0 | 0 | 0 | 0 | 0 | 0 | 0 | 0 | 0 | 0 | 0 | 0 | 0 | 0 | 0 | 0 | 0 | 0 | 0 | 0 | 0 | 0 | 0 | 0 | 0 | 0 | 0 | 0 | 0 | 0 | 0 | 0 | 0 | 0 | 0 | 0 | 0 | 0 | 0 | 0 | 0 | 0 | 0 | 0 | 0 | 0 | 0 | 0 | 0 | 0 | 0 | 0 | 0 | 0 | 0 | 0 | 0 | 0 | 0 | 0 | 0 | 0 | 0 | 0 | 0 | 0 | 0 | 0 | 0 | 0 | 0 | 0 | 0 | 0 | 0 | 0 | 0 | 0 | 0 | 0 | 0 | 0 | 0 | 0 | 0 | 0 | 0 | 0 | 0 | 0 | 0 | 0 | 0 | 0 | 0 | 0 | 0 | 0 | 0 | 0 | 0 | 0 | 0 | 0 | 0 | 0 | 0 | 0 | 0 | 0 | 0 | 0 | 0 | 0 | 0 | 0 | 0 | 0 | 0 | 0 | 0 | 0 | 0 | 0 | 0 | 0 | 0 | 0 | 0 | 0 | 0 | 0 | 0 | 0 | 0 | 0 | 0 | 0 | 0 | 0 | 0 | 0 | 0 | 0 | 0 | 0 | 0 | 0 | 0 | 0 | 0 | 0 | 0 | 0 | 0 | 0 | 0 | 0 | 0 | 0 | 0 | 0 | 0 | 0 | 0 | 0 | 0 | 0 | 0 | 0 | 0 | 0 | 0 | 12.74 | 99 | 99 | 99 | 8 | 8 | 8 | 20 | 20 | 5 | 5 | 0.2 | 5 | 5 | 12.82 | 12.82 | 25 | 16 | 5 | 5 | 63 | 18 | 121 | 120 | 0 | 17 | 194 | 11.9 | 11.9 | 11.9 | 11.9 | 0 | 3 | 5 | 5 | 4 | 4 | 3 | 1 | 3 | 3 | 0 | 3.99 | 0.2 | 15 | 15 | 15 | 120 | 40 | 40 | 113 | 113 | 211 | 22.5 | 1 | 160 | 165 | 4.6 | 4.6 | 4.6 | 4.6 | 4.6 | 4.6 | 110 | 22.7 | 147 | 147 | 22.7 | 21.5 | 120 | 120 | 1 | 41.15 | 5 | 5 | 5 | 5
05/07/25 16:30 | 400.5 | 512.5 | 442 | 0 | 0 | 0 | 0 | 0 | 0 | 0 | 0 | 0 | 0 | 0 | 0 | 0 | 0 | 0 | 0 | 0 | 0 | 0 | 0 | 0 | 0 | 0 | 0 | 0 | 0 | 0 | 0 | 0 | 0 | 0 | 0 | 0 | 0 | 0 | 0 | 0 | 0 | 0 | 0 | 0 | 0 | 0 | 0 | 0 | 0 | 0 | 0 | 0 | 0 | 0 | 0 | 0 | 0 | 0 | 0 | 0 | 0 | 0 | 0 | 0 | 0 | 0 | 0 | 0 | 0 | 0 | 0 | 0 | 0 | 0 | 0 | 0 | 0 | 0 | 0 | 0 | 0 | 0 | 0 | 0 | 0 | 0 | 0 | 0 | 0 | 0 | 0 | 0 | 0 | 0 | 0 | 0 | 0 | 0 | 0 | 0 | 0 | 0 | 0 | 0 | 0 | 0 | 0 | 0 | 0 | 0 | 0 | 0 | 0 | 0 | 0 | 0 | 0 | 0 | 0 | 0 | 0 | 0 | 0 | 0 | 0 | 0 | 0 | 0 | 0 | 0 | 0 | 0 | 0 | 0 | 0 | 0 | 0 | 0 | 0 | 0 | 0 | 0 | 0 | 0 | 0 | 0 | 0 | 0 | 0 | 0 | 0 | 0 | 0 | 0 | 0 | 0 | 0 | 0 | 0 | 0 | 0 | 0 | 0 | 0 | 0 | 0 | 0 | 0 | 0 | 0 | 0 | 0 | 0 | 0 | 0 | 0 | 0 | 0 | 0 | 0 | 0 | 0 | 0 | 0 | 0 | 0 | 0 | 0 | 0 | 0 | 0 | 0 | 0 | 0 | 0 | 0 | 0 | 0 | 0 | 0 | 0 | 0 | 0 | 0 | 0 | 0 | 0 | 0 | 0 | 0 | 0 | 12.74 | 99 | 99 | 99 | 8 | 8 | 8 | 20 | 20 | 5 | 5 | 0.2 | 5 | 5 | 12.82 | 12.82 | 25 | 16 | 5 | 5 | 63 | 18 | 121 | 120 | 0 | 17 | 194 | 11.9 | 11.9 | 11.9 | 11.9 | 0 | 3 | 5 | 5 | 4 | 4 | 3 | 1 | 3 | 3 | 0 | 3.99 | 0.2 | 15 | 15 | 15 | 120 | 40 | 40 | 113 | 113 | 211 | 22.5 | 1 | 160 | 165 | 4.6 | 4.6 | 4.6 | 4.6 | 4.6 | 4.6 | 110 | 22.7 | 147 | 147 | 22.7 | 21.5 | 120 | 120 | 1 | 41.15 | 5 | 5 | 5 | 5
05/07/25 17:00 | 351 | 512.5 | 442 | 0 | 0 | 0 | 0 | 0 | 0 | 0 | 0 | 0 | 0 | 0 | 0 | 0 | 0 | 0 | 0 | 0 | 0 | 0 | 0 | 0 | 0 | 0 | 0 | 0 | 0 | 0 | 0 | 0 | 0 | 0 | 0 | 0 | 0 | 0 | 0 | 0 | 0 | 0 | 0 | 0 | 0 | 0 | 0 | 0 | 0 | 0 | 0 | 0 | 0 | 0 | 0 | 0 | 0 | 0 | 0 | 0 | 0 | 0 | 0 | 0 | 0 | 0 | 0 | 0 | 0 | 0 | 0 | 0 | 0 | 0 | 0 | 0 | 0 | 0 | 0 | 0 | 0 | 0 | 0 | 0 | 0 | 0 | 0 | 0 | 0 | 0 | 0 | 0 | 0 | 0 | 0 | 0 | 0 | 0 | 0 | 0 | 0 | 0 | 0 | 0 | 0 | 0 | 0 | 0 | 0 | 0 | 0 | 0 | 0 | 0 | 0 | 0 | 0 | 0 | 0 | 0 | 0 | 0 | 0 | 0 | 0 | 0 | 0 | 0 | 0 | 0 | 0 | 0 | 0 | 0 | 0 | 0 | 0 | 0 | 0 | 0 | 0 | 0 | 0 | 0 | 0 | 0 | 0 | 0 | 0 | 0 | 0 | 0 | 0 | 0 | 0 | 0 | 0 | 0 | 0 | 0 | 0 | 0 | 0 | 0 | 0 | 0 | 0 | 0 | 0 | 0 | 0 | 0 | 0 | 0 | 0 | 0 | 0 | 0 | 0 | 0 | 0 | 0 | 0 | 0 | 0 | 0 | 0 | 0 | 0 | 0 | 0 | 0 | 0 | 0 | 0 | 0 | 0 | 0 | 0 | 0 | 0 | 0 | 0 | 0 | 0 | 0 | 0 | 0 | 0 | 0 | 0 | 12.74 | 99 | 99 | 99 | 8 | 8 | 8 | 20 | 20 | 5 | 5 | 0.2 | 5 | 5 | 12.82 | 12.82 | 25 | 16 | 5 | 5 | 63 | 18 | 121 | 120 | 0 | 17 | 194 | 11.9 | 11.9 | 11.9 | 11.9 | 0 | 3 | 5 | 5 | 4 | 4 | 3 | 1 | 3 | 3 | 0 | 3.99 | 0.2 | 15 | 15 | 15 | 120 | 40 | 40 | 113 | 113 | 211 | 22.5 | 1 | 160 | 165 | 4.6 | 4.6 | 4.6 | 4.6 | 4.6 | 4.6 | 110 | 22.7 | 147 | 147 | 22.7 | 21.5 | 120 | 120 | 1 | 41.15 | 5 | 5 | 5 | 5
05/07/25 17:30 | 496 | 513.5 | 442 | 0 | 0 | 0 | 0 | 0 | 0 | 0 | 0 | 0 | 0 | 0 | 0 | 0 | 0 | 0 | 0 | 0 | 0 | 0 | 0 | 0 | 0 | 0 | 0 | 0 | 0 | 0 | 0 | 0 | 0 | 0 | 0 | 0 | 0 | 0 | 0 | 0 | 0 | 0 | 0 | 0 | 0 | 0 | 0 | 0 | 0 | 0 | 0 | 0 | 0 | 0 | 0 | 0 | 0 | 0 | 0 | 0 | 0 | 0 | 0 | 0 | 0 | 0 | 0 | 0 | 0 | 0 | 0 | 0 | 0 | 0 | 0 | 0 | 0 | 0 | 0 | 0 | 0 | 0 | 0 | 0 | 0 | 0 | 0 | 0 | 0 | 0 | 0 | 0 | 0 | 0 | 0 | 0 | 0 | 0 | 0 | 0 | 0 | 0 | 0 | 0 | 0 | 0 | 0 | 0 | 0 | 0 | 0 | 0 | 0 | 0 | 0 | 0 | 0 | 0 | 0 | 0 | 0 | 0 | 0 | 0 | 0 | 0 | 0 | 0 | 0 | 0 | 0 | 0 | 0 | 0 | 0 | 0 | 0 | 0 | 0 | 0 | 0 | 0 | 0 | 0 | 0 | 0 | 0 | 0 | 0 | 0 | 0 | 0 | 0 | 0 | 0 | 0 | 0 | 0 | 0 | 0 | 0 | 0 | 0 | 0 | 0 | 0 | 0 | 0 | 0 | 0 | 0 | 0 | 0 | 0 | 0 | 0 | 0 | 0 | 0 | 0 | 0 | 0 | 0 | 0 | 0 | 0 | 0 | 0 | 0 | 0 | 0 | 0 | 0 | 0 | 0 | 0 | 0 | 0 | 0 | 0 | 0 | 0 | 0 | 0 | 0 | 0 | 0 | 0 | 0 | 0 | 0 | 12.74 | 99 | 99 | 99 | 8 | 8 | 8 | 20 | 20 | 5 | 5 | 0.2 | 5 | 5 | 12.82 | 12.82 | 25 | 16 | 5 | 5 | 63 | 18 | 121 | 120 | 0 | 17 | 194 | 11.9 | 11.9 | 11.9 | 11.9 | 0 | 3 | 5 | 5 | 4 | 4 | 3 | 1 | 3 | 3 | 0 | 3.99 | 0.2 | 15 | 15 | 15 | 120 | 40 | 40 | 113 | 113 | 211 | 22.5 | 1 | 160 | 165 | 4.6 | 4.6 | 4.6 | 4.6 | 4.6 | 4.6 | 110 | 22.7 | 147 | 147 | 22.7 | 21.5 | 120 | 120 | 1 | 41.15 | 5 | 5 | 5 | 5
05/07/25 18:00 | 503.5 | 513 | 442 | 0 | 0 | 0 | 0 | 0 | 0 | 0 | 0 | 0 | 0 | 0 | 0 | 0 | 0 | 0 | 0 | 0 | 0 | 0 | 0 | 0 | 0 | 0 | 0 | 0 | 0 | 0 | 0 | 0 | 0 | 0 | 0 | 0 | 0 | 0 | 0 | 0 | 0 | 0 | 0 | 0 | 0 | 0 | 0 | 0 | 0 | 0 | 0 | 0 | 0 | 0 | 0 | 0 | 0 | 0 | 0 | 0 | 0 | 0 | 0 | 0 | 0 | 0 | 0 | 0 | 0 | 0 | 0 | 0 | 0 | 0 | 0 | 0 | 0 | 0 | 0 | 0 | 0 | 0 | 0 | 0 | 0 | 0 | 0 | 0 | 0 | 0 | 0 | 0 | 0 | 0 | 0 | 0 | 0 | 0 | 0 | 0 | 0 | 0 | 0 | 0 | 0 | 0 | 0 | 0 | 0 | 0 | 0 | 0 | 0 | 0 | 0 | 0 | 0 | 0 | 0 | 0 | 0 | 0 | 0 | 0 | 0 | 0 | 0 | 0 | 0 | 0 | 0 | 0 | 0 | 0 | 0 | 0 | 0 | 0 | 0 | 0 | 0 | 0 | 0 | 0 | 0 | 0 | 0 | 0 | 0 | 0 | 0 | 0 | 0 | 0 | 0 | 0 | 0 | 0 | 0 | 0 | 0 | 0 | 0 | 0 | 0 | 0 | 0 | 0 | 0 | 0 | 0 | 0 | 0 | 0 | 0 | 0 | 0 | 0 | 0 | 0 | 0 | 0 | 0 | 0 | 0 | 0 | 0 | 0 | 0 | 0 | 0 | 0 | 0 | 0 | 0 | 0 | 0 | 0 | 0 | 0 | 0 | 0 | 0 | 0 | 0 | 0 | 0 | 0 | 0 | 0 | 0 | 12.74 | 99 | 99 | 99 | 8 | 8 | 8 | 20 | 20 | 5 | 5 | 0.2 | 5 | 5 | 12.82 | 12.82 | 25 | 16 | 5 | 5 | 63 | 18 | 121 | 120 | 0 | 17 | 194 | 11.9 | 11.9 | 11.9 | 11.9 | 0 | 3 | 5 | 5 | 4 | 4 | 3 | 1 | 3 | 3 | 0 | 3.99 | 0.2 | 15 | 15 | 15 | 120 | 40 | 40 | 113 | 113 | 211 | 22.5 | 1 | 160 | 165 | 4.6 | 4.6 | 4.6 | 4.6 | 4.6 | 4.6 | 110 | 22.7 | 147 | 147 | 22.7 | 21.5 | 120 | 120 | 1 | 41.15 | 5 | 5 | 5 | 5
05/07/25 18:30 | 529.5 | 513 | 442 | 0 | 0 | 0 | 0 | 0 | 0 | 0 | 0 | 0 | 0 | 0 | 0 | 0 | 0 | 0 | 0 | 0 | 0 | 0 | 0 | 0 | 0 | 0 | 0 | 0 | 0 | 0 | 0 | 0 | 0 | 0 | 0 | 0 | 0 | 0 | 0 | 0 | 0 | 0 | 0 | 0 | 0 | 0 | 0 | 0 | 0 | 0 | 0 | 0 | 0 | 0 | 0 | 0 | 0 | 0 | 0 | 0 | 0 | 0 | 0 | 0 | 0 | 0 | 0 | 0 | 0 | 0 | 0 | 0 | 0 | 0 | 0 | 0 | 0 | 0 | 0 | 0 | 0 | 0 | 0 | 0 | 0 | 0 | 0 | 0 | 0 | 0 | 0 | 0 | 0 | 0 | 0 | 0 | 0 | 0 | 0 | 0 | 0 | 0 | 0 | 0 | 0 | 0 | 0 | 0 | 0 | 0 | 0 | 0 | 0 | 0 | 0 | 0 | 0 | 0 | 0 | 0 | 0 | 0 | 0 | 0 | 0 | 0 | 0 | 0 | 0 | 0 | 0 | 0 | 0 | 0 | 0 | 0 | 0 | 0 | 0 | 0 | 0 | 0 | 0 | 0 | 0 | 0 | 0 | 0 | 0 | 0 | 0 | 0 | 0 | 0 | 0 | 0 | 0 | 0 | 0 | 0 | 0 | 0 | 0 | 0 | 0 | 0 | 0 | 0 | 0 | 0 | 0 | 0 | 0 | 0 | 0 | 0 | 0 | 0 | 0 | 0 | 0 | 0 | 0 | 0 | 0 | 0 | 0 | 0 | 0 | 0 | 0 | 0 | 0 | 0 | 0 | 0 | 0 | 0 | 0 | 0 | 0 | 0 | 0 | 0 | 0 | 0 | 0 | 0 | 0 | 0 | 0 | 12.74 | 99 | 99 | 99 | 8 | 8 | 8 | 20 | 20 | 5 | 5 | 0.2 | 5 | 5 | 12.82 | 12.82 | 25 | 16 | 5 | 5 | 63 | 18 | 121 | 120 | 0 | 17 | 194 | 11.9 | 11.9 | 11.9 | 11.9 | 0 | 3 | 5 | 5 | 4 | 4 | 3 | 1 | 3 | 3 | 0 | 3.99 | 0.2 | 15 | 15 | 15 | 120 | 40 | 40 | 113 | 113 | 211 | 22.5 | 1 | 160 | 165 | 4.6 | 4.6 | 4.6 | 4.6 | 4.6 | 4.6 | 110 | 22.7 | 147 | 147 | 22.7 | 21.5 | 120 | 120 | 1 | 41.15 | 5 | 5 | 5 | 5
05/07/25 19:00 | 530 | 513.5 | 442 | 0 | 0 | 0 | 0 | 0 | 0 | 0 | 0 | 0 | 0 | 0 | 0 | 0 | 0 | 0 | 0 | 0 | 0 | 0 | 0 | 0 | 0 | 0 | 0 | 0 | 0 | 0 | 0 | 0 | 0 | 0 | 0 | 0 | 0 | 0 | 0 | 0 | 0 | 0 | 0 | 0 | 0 | 0 | 0 | 0 | 0 | 0 | 0 | 0 | 0 | 0 | 0 | 0 | 0 | 0 | 0 | 0 | 0 | 0 | 0 | 0 | 0 | 0 | 0 | 0 | 0 | 0 | 0 | 0 | 0 | 0 | 0 | 0 | 0 | 0 | 0 | 0 | 0 | 0 | 0 | 0 | 0 | 0 | 0 | 0 | 0 | 0 | 0 | 0 | 0 | 0 | 0 | 0 | 0 | 0 | 0 | 0 | 0 | 0 | 0 | 0 | 0 | 0 | 0 | 0 | 0 | 0 | 0 | 0 | 0 | 0 | 0 | 0 | 0 | 0 | 0 | 0 | 0 | 0 | 0 | 0 | 0 | 0 | 0 | 0 | 0 | 0 | 0 | 0 | 0 | 0 | 0 | 0 | 0 | 0 | 0 | 0 | 0 | 0 | 0 | 0 | 0 | 0 | 0 | 0 | 0 | 0 | 0 | 0 | 0 | 0 | 0 | 0 | 0 | 0 | 0 | 0 | 0 | 0 | 0 | 0 | 0 | 0 | 0 | 0 | 0 | 0 | 0 | 0 | 0 | 0 | 0 | 0 | 0 | 0 | 0 | 0 | 0 | 0 | 0 | 0 | 0 | 0 | 0 | 0 | 0 | 0 | 0 | 0 | 0 | 0 | 0 | 0 | 0 | 0 | 0 | 0 | 0 | 0 | 0 | 0 | 0 | 0 | 0 | 0 | 0 | 0 | 0 | 12.74 | 99 | 99 | 99 | 8 | 8 | 8 | 20 | 20 | 5 | 5 | 0.2 | 5 | 5 | 12.82 | 12.82 | 25 | 16 | 5 | 5 | 63 | 18 | 121 | 120 | 0 | 17 | 194 | 11.9 | 11.9 | 11.9 | 11.9 | 0 | 3 | 5 | 5 | 4 | 4 | 3 | 1 | 3 | 3 | 0 | 3.99 | 0.2 | 15 | 15 | 15 | 120 | 40 | 40 | 113 | 113 | 211 | 22.5 | 1 | 160 | 165 | 4.6 | 4.6 | 4.6 | 4.6 | 4.6 | 4.6 | 110 | 22.7 | 147 | 147 | 22.7 | 21.5 | 120 | 120 | 1 | 41.15 | 5 | 5 | 5 | 5
05/07/25 19:30 | 530 | 513 | 442 | 0 | 0 | 0 | 0 | 0 | 0 | 0 | 0 | 0 | 0 | 0 | 0 | 0 | 0 | 0 | 0 | 0 | 0 | 0 | 0 | 0 | 0 | 0 | 0 | 0 | 0 | 0 | 0 | 0 | 0 | 0 | 0 | 0 | 0 | 0 | 0 | 0 | 0 | 0 | 0 | 0 | 0 | 0 | 0 | 0 | 0 | 0 | 0 | 0 | 0 | 0 | 0 | 0 | 0 | 0 | 0 | 0 | 0 | 0 | 0 | 0 | 0 | 0 | 0 | 0 | 0 | 0 | 0 | 0 | 0 | 0 | 0 | 0 | 0 | 0 | 0 | 0 | 0 | 0 | 0 | 0 | 0 | 0 | 0 | 0 | 0 | 0 | 0 | 0 | 0 | 0 | 0 | 0 | 0 | 0 | 0 | 0 | 0 | 0 | 0 | 0 | 0 | 0 | 0 | 0 | 0 | 0 | 0 | 0 | 0 | 0 | 0 | 0 | 0 | 0 | 0 | 0 | 0 | 0 | 0 | 0 | 0 | 0 | 0 | 0 | 0 | 0 | 0 | 0 | 0 | 0 | 0 | 0 | 0 | 0 | 0 | 0 | 0 | 0 | 0 | 0 | 0 | 0 | 0 | 0 | 0 | 0 | 0 | 0 | 0 | 0 | 0 | 0 | 0 | 0 | 0 | 0 | 0 | 0 | 0 | 0 | 0 | 0 | 0 | 0 | 0 | 0 | 0 | 0 | 0 | 0 | 0 | 0 | 0 | 0 | 0 | 0 | 0 | 0 | 0 | 0 | 0 | 0 | 0 | 0 | 0 | 0 | 0 | 0 | 0 | 0 | 0 | 0 | 0 | 0 | 0 | 0 | 0 | 0 | 0 | 0 | 0 | 0 | 0 | 0 | 0 | 0 | 0 | 12.74 | 99 | 99 | 99 | 8 | 8 | 8 | 20 | 20 | 5 | 5 | 0.2 | 5 | 5 | 12.82 | 12.82 | 25 | 16 | 5 | 5 | 63 | 18 | 121 | 120 | 0 | 17 | 194 | 11.9 | 11.9 | 11.9 | 11.9 | 0 | 3 | 5 | 5 | 4 | 4 | 3 | 1 | 3 | 3 | 0 | 3.99 | 0.2 | 15 | 15 | 15 | 120 | 40 | 40 | 113 | 113 | 211 | 22.5 | 1 | 160 | 165 | 4.6 | 4.6 | 4.6 | 4.6 | 4.6 | 4.6 | 110 | 22.7 | 147 | 147 | 22.7 | 21.5 | 120 | 120 | 1 | 41.15 | 5 | 5 | 5 | 5
05/07/25 20:00 | 530 | 513 | 442 | 0 | 0 | 0 | 0 | 0 | 0 | 0 | 0 | 0 | 0 | 0 | 0 | 0 | 0 | 0 | 0 | 0 | 0 | 0 | 0 | 0 | 0 | 0 | 0 | 0 | 0 | 0 | 0 | 0 | 0 | 0 | 0 | 0 | 0 | 0 | 0 | 0 | 0 | 0 | 0 | 0 | 0 | 0 | 0 | 0 | 0 | 0 | 0 | 0 | 0 | 0 | 0 | 0 | 0 | 0 | 0 | 0 | 0 | 0 | 0 | 0 | 0 | 0 | 0 | 0 | 0 | 0 | 0 | 0 | 0 | 0 | 0 | 0 | 0 | 0 | 0 | 0 | 0 | 0 | 0 | 0 | 0 | 0 | 0 | 0 | 0 | 0 | 0 | 0 | 0 | 0 | 0 | 0 | 0 | 0 | 0 | 0 | 0 | 0 | 0 | 0 | 0 | 0 | 0 | 0 | 0 | 0 | 0 | 0 | 0 | 0 | 0 | 0 | 0 | 0 | 0 | 0 | 0 | 0 | 0 | 0 | 0 | 0 | 0 | 0 | 0 | 0 | 0 | 0 | 0 | 0 | 0 | 0 | 0 | 0 | 0 | 0 | 0 | 0 | 0 | 0 | 0 | 0 | 0 | 0 | 0 | 0 | 0 | 0 | 0 | 0 | 0 | 0 | 0 | 0 | 0 | 0 | 0 | 0 | 0 | 0 | 0 | 0 | 0 | 0 | 0 | 0 | 0 | 0 | 0 | 0 | 0 | 0 | 0 | 0 | 0 | 0 | 0 | 0 | 0 | 0 | 0 | 0 | 0 | 0 | 0 | 0 | 0 | 0 | 0 | 0 | 0 | 0 | 0 | 0 | 0 | 0 | 0 | 0 | 0 | 0 | 0 | 0 | 0 | 0 | 0 | 0 | 0 | 12.74 | 99 | 99 | 99 | 8 | 8 | 8 | 20 | 20 | 5 | 5 | 0.2 | 5 | 5 | 12.82 | 12.82 | 25 | 16 | 5 | 5 | 63 | 18 | 121 | 120 | 0 | 17 | 194 | 11.9 | 11.9 | 11.9 | 11.9 | 0 | 3 | 5 | 5 | 4 | 4 | 3 | 1 | 3 | 3 | 0 | 3.99 | 0.2 | 15 | 15 | 15 | 120 | 40 | 40 | 113 | 113 | 211 | 22.5 | 1 | 160 | 165 | 4.6 | 4.6 | 4.6 | 4.6 | 4.6 | 4.6 | 110 | 22.7 | 147 | 147 | 22.7 | 21.5 | 120 | 120 | 1 | 41.15 | 5 | 5 | 5 | 5
05/07/25 20:30 | 530 | 513 | 442 | 0 | 0 | 0 | 0 | 0 | 0 | 0 | 0 | 0 | 0 | 0 | 0 | 0 | 0 | 0 | 0 | 0 | 0 | 0 | 0 | 0 | 0 | 0 | 0 | 0 | 0 | 0 | 0 | 0 | 0 | 0 | 0 | 0 | 0 | 0 | 0 | 0 | 0 | 0 | 0 | 0 | 0 | 0 | 0 | 0 | 0 | 0 | 0 | 0 | 0 | 0 | 0 | 0 | 0 | 0 | 0 | 0 | 0 | 0 | 0 | 0 | 0 | 0 | 0 | 0 | 0 | 0 | 0 | 0 | 0 | 0 | 0 | 0 | 0 | 0 | 0 | 0 | 0 | 0 | 0 | 0 | 0 | 0 | 0 | 0 | 0 | 0 | 0 | 0 | 0 | 0 | 0 | 0 | 0 | 0 | 0 | 0 | 0 | 0 | 0 | 0 | 0 | 0 | 0 | 0 | 0 | 0 | 0 | 0 | 0 | 0 | 0 | 0 | 0 | 0 | 0 | 0 | 0 | 0 | 0 | 0 | 0 | 0 | 0 | 0 | 0 | 0 | 0 | 0 | 0 | 0 | 0 | 0 | 0 | 0 | 0 | 0 | 0 | 0 | 0 | 0 | 0 | 0 | 0 | 0 | 0 | 0 | 0 | 0 | 0 | 0 | 0 | 0 | 0 | 0 | 0 | 0 | 0 | 0 | 0 | 0 | 0 | 0 | 0 | 0 | 0 | 0 | 0 | 0 | 0 | 0 | 0 | 0 | 0 | 0 | 0 | 0 | 0 | 0 | 0 | 0 | 0 | 0 | 0 | 0 | 0 | 0 | 0 | 0 | 0 | 0 | 0 | 0 | 0 | 0 | 0 | 0 | 0 | 0 | 0 | 0 | 0 | 0 | 0 | 0 | 0 | 0 | 0 | 12.74 | 99 | 99 | 99 | 8 | 8 | 8 | 20 | 20 | 5 | 5 | 0.2 | 5 | 5 | 12.82 | 12.82 | 25 | 16 | 5 | 5 | 63 | 18 | 121 | 120 | 0 | 17 | 194 | 11.9 | 11.9 | 11.9 | 11.9 | 0 | 3 | 5 | 5 | 4 | 4 | 3 | 1 | 3 | 3 | 0 | 3.99 | 0.2 | 15 | 15 | 15 | 120 | 40 | 40 | 113 | 113 | 211 | 22.5 | 1 | 160 | 165 | 4.6 | 4.6 | 4.6 | 4.6 | 4.6 | 4.6 | 110 | 22.7 | 147 | 147 | 22.7 | 21.5 | 120 | 120 | 1 | 41.15 | 5 | 5 | 5 | 5
05/07/25 21:00 | 530 | 513 | 442 | 0 | 0 | 0 | 0 | 0 | 0 | 0 | 0 | 0 | 0 | 0 | 0 | 0 | 0 | 0 | 0 | 0 | 0 | 0 | 0 | 0 | 0 | 0 | 0 | 0 | 0 | 0 | 0 | 0 | 0 | 0 | 0 | 0 | 0 | 0 | 0 | 0 | 0 | 0 | 0 | 0 | 0 | 0 | 0 | 0 | 0 | 0 | 0 | 0 | 0 | 0 | 0 | 0 | 0 | 0 | 0 | 0 | 0 | 0 | 0 | 0 | 0 | 0 | 0 | 0 | 0 | 0 | 0 | 0 | 0 | 0 | 0 | 0 | 0 | 0 | 0 | 0 | 0 | 0 | 0 | 0 | 0 | 0 | 0 | 0 | 0 | 0 | 0 | 0 | 0 | 0 | 0 | 0 | 0 | 0 | 0 | 0 | 0 | 0 | 0 | 0 | 0 | 0 | 0 | 0 | 0 | 0 | 0 | 0 | 0 | 0 | 0 | 0 | 0 | 0 | 0 | 0 | 0 | 0 | 0 | 0 | 0 | 0 | 0 | 0 | 0 | 0 | 0 | 0 | 0 | 0 | 0 | 0 | 0 | 0 | 0 | 0 | 0 | 0 | 0 | 0 | 0 | 0 | 0 | 0 | 0 | 0 | 0 | 0 | 0 | 0 | 0 | 0 | 0 | 0 | 0 | 0 | 0 | 0 | 0 | 0 | 0 | 0 | 0 | 0 | 0 | 0 | 0 | 0 | 0 | 0 | 0 | 0 | 0 | 0 | 0 | 0 | 0 | 0 | 0 | 0 | 0 | 0 | 0 | 0 | 0 | 0 | 0 | 0 | 0 | 0 | 0 | 0 | 0 | 0 | 0 | 0 | 0 | 0 | 0 | 0 | 0 | 0 | 0 | 0 | 0 | 0 | 0 | 12.74 | 99 | 99 | 99 | 8 | 8 | 8 | 20 | 20 | 5 | 5 | 0.2 | 5 | 5 | 12.82 | 12.82 | 25 | 16 | 5 | 5 | 63 | 18 | 121 | 120 | 0 | 17 | 194 | 11.9 | 11.9 | 11.9 | 11.9 | 0 | 3 | 5 | 5 | 4 | 4 | 3 | 1 | 3 | 3 | 0 | 3.99 | 0.2 | 15 | 15 | 15 | 120 | 40 | 40 | 113 | 113 | 211 | 22.5 | 1 | 160 | 165 | 4.6 | 4.6 | 4.6 | 4.6 | 4.6 | 4.6 | 110 | 22.7 | 147 | 147 | 22.7 | 21.5 | 120 | 120 | 1 | 41.15 | 5 | 5 | 5 | 5
05/07/25 21:30 | 530 | 513.5 | 442 | 0 | 0 | 0 | 0 | 0 | 0 | 0 | 0 | 0 | 0 | 0 | 0 | 0 | 0 | 0 | 0 | 0 | 0 | 0 | 0 | 0 | 0 | 0 | 0 | 0 | 0 | 0 | 0 | 0 | 0 | 0 | 0 | 0 | 0 | 0 | 0 | 0 | 0 | 0 | 0 | 0 | 0 | 0 | 0 | 0 | 0 | 0 | 0 | 0 | 0 | 0 | 0 | 0 | 0 | 0 | 0 | 0 | 0 | 0 | 0 | 0 | 0 | 0 | 0 | 0 | 0 | 0 | 0 | 0 | 0 | 0 | 0 | 0 | 0 | 0 | 0 | 0 | 0 | 0 | 0 | 0 | 0 | 0 | 0 | 0 | 0 | 0 | 0 | 0 | 0 | 0 | 0 | 0 | 0 | 0 | 0 | 0 | 0 | 0 | 0 | 0 | 0 | 0 | 0 | 0 | 0 | 0 | 0 | 0 | 0 | 0 | 0 | 0 | 0 | 0 | 0 | 0 | 0 | 0 | 0 | 0 | 0 | 0 | 0 | 0 | 0 | 0 | 0 | 0 | 0 | 0 | 0 | 0 | 0 | 0 | 0 | 0 | 0 | 0 | 0 | 0 | 0 | 0 | 0 | 0 | 0 | 0 | 0 | 0 | 0 | 0 | 0 | 0 | 0 | 0 | 0 | 0 | 0 | 0 | 0 | 0 | 0 | 0 | 0 | 0 | 0 | 0 | 0 | 0 | 0 | 0 | 0 | 0 | 0 | 0 | 0 | 0 | 0 | 0 | 0 | 0 | 0 | 0 | 0 | 0 | 0 | 0 | 0 | 0 | 0 | 0 | 0 | 0 | 0 | 0 | 0 | 0 | 0 | 0 | 0 | 0 | 0 | 0 | 0 | 0 | 0 | 0 | 0 | 12.74 | 99 | 99 | 99 | 8 | 8 | 8 | 20 | 20 | 5 | 5 | 0.2 | 5 | 5 | 12.82 | 12.82 | 25 | 16 | 5 | 5 | 63 | 18 | 121 | 120 | 0 | 17 | 194 | 11.9 | 11.9 | 11.9 | 11.9 | 0 | 3 | 5 | 5 | 4 | 4 | 3 | 1 | 3 | 3 | 0 | 3.99 | 0.2 | 15 | 15 | 15 | 120 | 40 | 40 | 113 | 113 | 211 | 22.5 | 1 | 160 | 165 | 4.6 | 4.6 | 4.6 | 4.6 | 4.6 | 4.6 | 110 | 22.7 | 147 | 147 | 22.7 | 21.5 | 120 | 120 | 1 | 41.15 | 5 | 5 | 5 | 5
05/07/25 22:00 | 530 | 513 | 442 | 0 | 0 | 0 | 0 | 0 | 0 | 0 | 0 | 0 | 0 | 0 | 0 | 0 | 0 | 0 | 0 | 0 | 0 | 0 | 0 | 0 | 0 | 0 | 0 | 0 | 0 | 0 | 0 | 0 | 0 | 0 | 0 | 0 | 0 | 0 | 0 | 0 | 0 | 0 | 0 | 0 | 0 | 0 | 0 | 0 | 0 | 0 | 0 | 0 | 0 | 0 | 0 | 0 | 0 | 0 | 0 | 0 | 0 | 0 | 0 | 0 | 0 | 0 | 0 | 0 | 0 | 0 | 0 | 0 | 0 | 0 | 0 | 0 | 0 | 0 | 0 | 0 | 0 | 0 | 0 | 0 | 0 | 0 | 0 | 0 | 0 | 0 | 0 | 0 | 0 | 0 | 0 | 0 | 0 | 0 | 0 | 0 | 0 | 0 | 0 | 0 | 0 | 0 | 0 | 0 | 0 | 0 | 0 | 0 | 0 | 0 | 0 | 0 | 0 | 0 | 0 | 0 | 0 | 0 | 0 | 0 | 0 | 0 | 0 | 0 | 0 | 0 | 0 | 0 | 0 | 0 | 0 | 0 | 0 | 0 | 0 | 0 | 0 | 0 | 0 | 0 | 0 | 0 | 0 | 0 | 0 | 0 | 0 | 0 | 0 | 0 | 0 | 0 | 0 | 0 | 0 | 0 | 0 | 0 | 0 | 0 | 0 | 0 | 0 | 0 | 0 | 0 | 0 | 0 | 0 | 0 | 0 | 0 | 0 | 0 | 0 | 0 | 0 | 0 | 0 | 0 | 0 | 0 | 0 | 0 | 0 | 0 | 0 | 0 | 0 | 0 | 0 | 0 | 0 | 0 | 0 | 0 | 0 | 0 | 0 | 0 | 0 | 0 | 0 | 0 | 0 | 0 | 0 | 12.74 | 99 | 99 | 99 | 8 | 8 | 8 | 20 | 20 | 5 | 5 | 0.2 | 5 | 5 | 12.82 | 12.82 | 25 | 16 | 5 | 5 | 63 | 18 | 121 | 120 | 0 | 17 | 194 | 11.9 | 11.9 | 11.9 | 11.9 | 0 | 3 | 5 | 5 | 4 | 4 | 3 | 1 | 3 | 3 | 0 | 3.99 | 0.2 | 15 | 15 | 15 | 120 | 40 | 40 | 113 | 113 | 211 | 22.5 | 1 | 160 | 165 | 4.6 | 4.6 | 4.6 | 4.6 | 4.6 | 4.6 | 110 | 22.7 | 147 | 147 | 22.7 | 21.5 | 120 | 120 | 1 | 41.15 | 5 | 5 | 5 | 5
05/07/25 22:30 | 530 | 513.5 | 442 | 0 | 0 | 0 | 0 | 0 | 0 | 0 | 0 | 0 | 0 | 0 | 0 | 0 | 0 | 0 | 0 | 0 | 0 | 0 | 0 | 0 | 0 | 0 | 0 | 0 | 0 | 0 | 0 | 0 | 0 | 0 | 0 | 0 | 0 | 0 | 0 | 0 | 0 | 0 | 0 | 0 | 0 | 0 | 0 | 0 | 0 | 0 | 0 | 0 | 0 | 0 | 0 | 0 | 0 | 0 | 0 | 0 | 0 | 0 | 0 | 0 | 0 | 0 | 0 | 0 | 0 | 0 | 0 | 0 | 0 | 0 | 0 | 0 | 0 | 0 | 0 | 0 | 0 | 0 | 0 | 0 | 0 | 0 | 0 | 0 | 0 | 0 | 0 | 0 | 0 | 0 | 0 | 0 | 0 | 0 | 0 | 0 | 0 | 0 | 0 | 0 | 0 | 0 | 0 | 0 | 0 | 0 | 0 | 0 | 0 | 0 | 0 | 0 | 0 | 0 | 0 | 0 | 0 | 0 | 0 | 0 | 0 | 0 | 0 | 0 | 0 | 0 | 0 | 0 | 0 | 0 | 0 | 0 | 0 | 0 | 0 | 0 | 0 | 0 | 0 | 0 | 0 | 0 | 0 | 0 | 0 | 0 | 0 | 0 | 0 | 0 | 0 | 0 | 0 | 0 | 0 | 0 | 0 | 0 | 0 | 0 | 0 | 0 | 0 | 0 | 0 | 0 | 0 | 0 | 0 | 0 | 0 | 0 | 0 | 0 | 0 | 0 | 0 | 0 | 0 | 0 | 0 | 0 | 0 | 0 | 0 | 0 | 0 | 0 | 0 | 0 | 0 | 0 | 0 | 0 | 0 | 0 | 0 | 0 | 0 | 0 | 0 | 0 | 0 | 0 | 0 | 0 | 0 | 12.74 | 99 | 99 | 99 | 8 | 8 | 8 | 20 | 20 | 5 | 5 | 0.2 | 5 | 5 | 12.82 | 12.82 | 25 | 16 | 5 | 5 | 63 | 18 | 121 | 120 | 0 | 17 | 194 | 11.9 | 11.9 | 11.9 | 11.9 | 0 | 3 | 5 | 5 | 4 | 4 | 3 | 1 | 3 | 3 | 0 | 3.99 | 0.2 | 15 | 15 | 15 | 120 | 40 | 40 | 113 | 113 | 211 | 22.5 | 1 | 160 | 165 | 4.6 | 4.6 | 4.6 | 4.6 | 4.6 | 4.6 | 110 | 22.7 | 147 | 147 | 22.7 | 21.5 | 120 | 120 | 1 | 41.15 | 5 | 5 | 5 | 5
05/07/25 23:00 | 530 | 513.5 | 442 | 0 | 0 | 0 | 0 | 0 | 0 | 0 | 0 | 0 | 0 | 0 | 0 | 0 | 0 | 0 | 0 | 0 | 0 | 0 | 0 | 0 | 0 | 0 | 0 | 0 | 0 | 0 | 0 | 0 | 0 | 0 | 0 | 0 | 0 | 0 | 0 | 0 | 0 | 0 | 0 | 0 | 0 | 0 | 0 | 0 | 0 | 0 | 0 | 0 | 0 | 0 | 0 | 0 | 0 | 0 | 0 | 0 | 0 | 0 | 0 | 0 | 0 | 0 | 0 | 0 | 0 | 0 | 0 | 0 | 0 | 0 | 0 | 0 | 0 | 0 | 0 | 0 | 0 | 0 | 0 | 0 | 0 | 0 | 0 | 0 | 0 | 0 | 0 | 0 | 0 | 0 | 0 | 0 | 0 | 0 | 0 | 0 | 0 | 0 | 0 | 0 | 0 | 0 | 0 | 0 | 0 | 0 | 0 | 0 | 0 | 0 | 0 | 0 | 0 | 0 | 0 | 0 | 0 | 0 | 0 | 0 | 0 | 0 | 0 | 0 | 0 | 0 | 0 | 0 | 0 | 0 | 0 | 0 | 0 | 0 | 0 | 0 | 0 | 0 | 0 | 0 | 0 | 0 | 0 | 0 | 0 | 0 | 0 | 0 | 0 | 0 | 0 | 0 | 0 | 0 | 0 | 0 | 0 | 0 | 0 | 0 | 0 | 0 | 0 | 0 | 0 | 0 | 0 | 0 | 0 | 0 | 0 | 0 | 0 | 0 | 0 | 0 | 0 | 0 | 0 | 0 | 0 | 0 | 0 | 0 | 0 | 0 | 0 | 0 | 0 | 0 | 0 | 0 | 0 | 0 | 0 | 0 | 0 | 0 | 0 | 0 | 0 | 0 | 0 | 0 | 0 | 0 | 0 | 12.74 | 99 | 99 | 99 | 8 | 8 | 8 | 20 | 20 | 5 | 5 | 0.2 | 5 | 5 | 12.82 | 12.82 | 25 | 16 | 5 | 5 | 63 | 18 | 121 | 120 | 0 | 17 | 194 | 11.9 | 11.9 | 11.9 | 11.9 | 0 | 3 | 5 | 5 | 4 | 4 | 3 | 1 | 3 | 3 | 0 | 3.99 | 0.2 | 15 | 15 | 15 | 120 | 40 | 40 | 113 | 113 | 211 | 22.5 | 1 | 160 | 165 | 4.6 | 4.6 | 4.6 | 4.6 | 4.6 | 4.6 | 110 | 22.7 | 147 | 147 | 22.7 | 21.5 | 120 | 120 | 1 | 41.15 | 5 | 5 | 5 | 5
05/07/25 23:30 | 448 | 513 | 442 | 0 | 0 | 0 | 0 | 0 | 0 | 0 | 0 | 0 | 0 | 0 | 0 | 0 | 0 | 0 | 0 | 0 | 0 | 0 | 0 | 0 | 0 | 0 | 0 | 0 | 0 | 0 | 0 | 0 | 0 | 0 | 0 | 0 | 0 | 0 | 0 | 0 | 0 | 0 | 0 | 0 | 0 | 0 | 0 | 0 | 0 | 0 | 0 | 0 | 0 | 0 | 0 | 0 | 0 | 0 | 0 | 0 | 0 | 0 | 0 | 0 | 0 | 0 | 0 | 0 | 0 | 0 | 0 | 0 | 0 | 0 | 0 | 0 | 0 | 0 | 0 | 0 | 0 | 0 | 0 | 0 | 0 | 0 | 0 | 0 | 0 | 0 | 0 | 0 | 0 | 0 | 0 | 0 | 0 | 0 | 0 | 0 | 0 | 0 | 0 | 0 | 0 | 0 | 0 | 0 | 0 | 0 | 0 | 0 | 0 | 0 | 0 | 0 | 0 | 0 | 0 | 0 | 0 | 0 | 0 | 0 | 0 | 0 | 0 | 0 | 0 | 0 | 0 | 0 | 0 | 0 | 0 | 0 | 0 | 0 | 0 | 0 | 0 | 0 | 0 | 0 | 0 | 0 | 0 | 0 | 0 | 0 | 0 | 0 | 0 | 0 | 0 | 0 | 0 | 0 | 0 | 0 | 0 | 0 | 0 | 0 | 0 | 0 | 0 | 0 | 0 | 0 | 0 | 0 | 0 | 0 | 0 | 0 | 0 | 0 | 0 | 0 | 0 | 0 | 0 | 0 | 0 | 0 | 0 | 0 | 0 | 0 | 0 | 0 | 0 | 0 | 0 | 0 | 0 | 0 | 0 | 0 | 0 | 0 | 0 | 0 | 0 | 0 | 0 | 0 | 0 | 0 | 0 | 12.74 | 99 | 99 | 99 | 8 | 8 | 8 | 20 | 20 | 5 | 5 | 0.2 | 5 | 5 | 12.82 | 12.82 | 25 | 16 | 5 | 5 | 63 | 18 | 121 | 120 | 0 | 17 | 194 | 11.9 | 11.9 | 11.9 | 11.9 | 0 | 3 | 5 | 5 | 4 | 4 | 3 | 1 | 3 | 3 | 0 | 3.99 | 0.2 | 15 | 15 | 15 | 120 | 40 | 40 | 113 | 113 | 211 | 22.5 | 1 | 160 | 165 | 4.6 | 4.6 | 4.6 | 4.6 | 4.6 | 4.6 | 110 | 22.7 | 147 | 147 | 22.7 | 21.5 | 120 | 120 | 1 | 41.15 | 5 | 5 | 5 | 5

## ts_PGUB
timestep | EWIC | GLK | M | DV1 | SB1 | KD1 | RD1 | OY1 | OY2 | KW1 | TN2 | MYM | SL2 | CBY | ABK | RL1 | YR1 | AH1 | XT1 | BW1 | RHY | EGH | BF1 | SS1 | MC1 | YV2 | BG1 | BG2 | ES1 | CD1 | QA1 | BT1 | BT2 | LY1 | SF1 | SF2 | BJ1 | BKY | GE1 | CNH | XA1 | MX1 | AS1 | CP1 | CP3 | GM1 | GU1 | GY1 | KQ1 | PO1 | CJ1 | CJ2 | CL1 | DA1 | DA2 | KI1 | OA1 | GAR | GRU | DMR | DBG | MBY | CG1 | CG2 | CG3 | YT1 | GD1 | DL1 | DL2 | OG1 | ST1 | ST2 | TM2 | TM3 | KG2 | KGM | MM1 | DY1 | NC1 | DR1 | CNV | CCG | GR1 | CRO | BA1 | BA2 | BA3 | KV1 | CAL | ORA | CZ1 | CGR | EVG | DS1 | GH1 | GH2 | GLC | MR1 | TR1 | GJ1 | XL1 | XR1 | GO1 | SD1 | SD2 | AKN | STS | TGS | MUR | MH1 | OE1 | KH1 | EGL | CKT | KZ1 | LM1 | KC1 | KU1 | YW1 | INW1_1 | UF1 | BKL | LL1 | CAR | CUH | BM1 | SN1 | ALT | AL2 | BU1 | LS1 | LS2 | LS3 | LA1 | BY1 | BY2 | CK1 | GT1 | CNY | CUR | BN1 | CRI | CHU | TNG | SRN | TMA | GA2 | RR2 | VB1 | MCT | MP9 | MO1 | MB1 | MB2 | LEN | LEN1 | HUN | TAP | SCR | LMT | AVN | GW1 | RC1 | BD1 | ML1 | KM1 | MU1 | LG1 | AL1 | SK1 | DN1 | KF1 | AC1 | BS1 | YC2 | TE1 | BCW | TUR | GFB | CNR | INT | CDN | CKD | KW2 | MMR | TK1 | SO1 | UG1 | BX1 | BX2 | CNS | RF1 | WS1 | HS1 | NA1 | YM1 | QB1 | HT1 | IA1 | IA2 | NB1 | LRP | BDP | MRP | LO1 | JG1 | DZ1 | BNP | RT1 | RO1 | TL1 | LPS | MP1 | MP2 | MP3 | BGT1 | BGT2 | C30 | ED3 | ED5 | RP1 | RP2 | KZ3 | KGT1 | KGT2 | KGT3 | KGT4 | TB5 | SQ1 | TP1 | TP3 | B10 | DG1 | HN2 | HNC | NICG2 | NW8 | TYC | AA1 | AA2 | AA3 | AA4 | CU1 | LE3 | ER3 | ER4 | ER1 | ER2 | LE1 | LE2 | LI1 | LI2 | LI3 | LI4 | LI5 | AT1 | AT2 | AT4 | AD2 | SK3 | SK4 | B31 | B32 | CGT8 | FG2 | IW1 | WG1 | GI4 | IL1 | IL2 | IL3 | IL4 | IL5 | IL6 | DB1 | IS3 | KGT6 | KGT7 | PB7 | DW1 | PBA | PBB | CMN | ED1 | TH1 | TH2 | TH3 | TH4
05/07/25 00:00 | 17 | 113 | 274.5 | 17.293 | 37.148 | 17.293 | 28.821 | 57.002 | 53.16 | 14.411 | 11.016 | 9.607 | 34.586 | 3.459 | 16.396 | 22.545 | 11.529 | 22 | 15.371 | 26.9 | 13.546 | 14.731 | 20.751 | 10.76 | 7.622 | 6.917 | 36.507 | 42.079 | 14.859 | 12.81 | 36.123 | 12.81 | 7.686 | 8.582 | 15.371 | 5.476 | 23.685 | 30.423 | 12.81 | 8.839 | 34.778 | 11.977 | 11.208 | 33.305 | 9.051 | 24.338 | 20.815 | 21.136 | 11.721 | 21.2 | 24.242 | 8.967 | 29.462 | 12.81 | 7.686 | 7.365 | 57.643 | 9.607 | 16.012 | 13.45 | 26.9 | 7.686 | 27.22 | 5.444 | 19.214 | 27.31 | 73.142 | 23.057 | 34.586 | 11.208 | 22.096 | 3.074 | 6.597 | 8.698 | 7.077 | 16.012 | 26.131 | 38.108 | 21.776 | 18.254 | 24.594 | 16.012 | 10.312 | 11.208 | 17.901 | 8.358 | 2.85 | 15.884 | 10.824 | 9.607 | 37.932 | 15.051 | 29.974 | 20.495 | 16.652 | 14.09 | 19.086 | 8.839 | 16.204 | 17.933 | 8.006 | 21.872 | 7.686 | 19.214 | 12.041 | 9.031 | 10.312 | 8.006 | 13.834 | 23.025 | 48.036 | 23.057 | 9.607 | 13.258 | 23.73 | 11.529 | 64.048 | 21.52 | 64.688 | 1.499 | 58.411 | 10.312 | 19.278 | 9.607 | 7.609 | 8.967 | 24.915 | 16.652 | 7.494 | 25.619 | 23.057 | 14.731 | 18.446 | 31.255 | 9.607 | 5.892 | 26.516 | 9.479 | 5.892 | 9.607 | 15.371 | 20.623 | 11.785 | 12.81 | 9.031 | 22.096 | 6.725 | 7.365 | 14.795 | 54.415 | 11.048 | 51.238 | 57.547 | 3.459 | 4.65 | 3.804 | 12.81 | 18.254 | 12.81 | 17.677 | 11.529 | 9.607 | 8.006 | 30.743 | 19.611 | 28.405 | 9.479 | 26.195 | 13.13 | 47.139 | 67.25 | 12.297 | 7.365 | 8.839 | 11.048 | 44.833 | 8.518 | 9.722 | 9.607 | 8.839 | 8.839 | 9.607 | 8.006 | 4.227 | 8.07 | 8.839 | 67.25 | 40.99 | 3.843 | 5.764 | 7.622 | 17.293 | 12.81 | 0.056 | 0.335 | 0.117 | 0.474 | 0.078 | 0.664 | 0.176 | 0.53 | 0.141 | 0.094 | 0.114 | 0.486 | 0.022 | 0.067 | 0.166 | 0.53 | 0.53 | 0.279 | 17.6 | 285 | 285 | 285 | 58 | 58 | 53 | 58 | 58 | 52 | 52 | 2 | 29.2 | 29.2 | 41.61 | 41.61 | 160 | 260 | 52 | 52 | 101 | 50 | 400 | 342 | 3.021 | 200 | 404 | 21 | 22 | 19 | 24 | 4.3 | 8 | 22.5 | 22.5 | 10 | 10 | 15 | 4 | 15 | 15 | 0.18 | 4 | 4 | 90 | 90 | 90 | 449 | 83 | 83 | 247 | 247 | 425 | 63.5 | 17 | 444 | 464 | 18.54 | 18.54 | 18.54 | 18.54 | 18.54 | 18.54 | 415 | 63.5 | 350 | 350 | 63.5 | 61.5 | 240 | 236 | 20 | 118 | 73 | 73 | 73 | 73
05/07/25 00:30 | 0 | 262.5 | 220 | 16.568 | 35.591 | 16.568 | 27.613 | 54.613 | 50.931 | 13.807 | 10.554 | 9.204 | 33.136 | 3.314 | 15.709 | 21.6 | 11.045 | 21.078 | 14.727 | 25.772 | 12.978 | 14.114 | 19.882 | 10.309 | 7.302 | 6.627 | 34.977 | 40.316 | 14.236 | 12.273 | 34.609 | 12.273 | 7.364 | 8.223 | 14.727 | 5.247 | 22.692 | 29.147 | 12.273 | 8.468 | 33.32 | 11.475 | 10.739 | 31.909 | 8.672 | 23.318 | 19.943 | 20.25 | 11.229 | 20.311 | 23.226 | 8.591 | 28.227 | 12.273 | 7.364 | 7.057 | 55.227 | 9.204 | 15.341 | 12.886 | 25.772 | 7.364 | 26.079 | 5.216 | 18.409 | 26.165 | 70.077 | 22.091 | 33.136 | 10.739 | 21.17 | 2.945 | 6.32 | 8.333 | 6.781 | 15.341 | 25.036 | 36.511 | 20.863 | 17.488 | 23.563 | 15.341 | 9.879 | 10.739 | 17.151 | 8.008 | 2.731 | 15.218 | 10.37 | 9.204 | 36.342 | 14.42 | 28.718 | 19.636 | 15.954 | 13.5 | 18.286 | 8.468 | 15.525 | 17.182 | 7.67 | 20.955 | 7.364 | 18.409 | 11.536 | 8.652 | 9.879 | 7.67 | 13.254 | 22.06 | 46.022 | 22.091 | 9.204 | 12.702 | 22.735 | 11.045 | 61.363 | 20.618 | 61.977 | 1.436 | 55.963 | 9.879 | 18.47 | 9.204 | 7.29 | 8.591 | 23.87 | 15.954 | 7.179 | 24.545 | 22.091 | 14.114 | 17.673 | 29.945 | 9.204 | 5.645 | 25.404 | 9.082 | 5.645 | 9.204 | 14.727 | 19.759 | 11.291 | 12.273 | 8.652 | 21.17 | 6.443 | 7.057 | 14.175 | 52.134 | 10.585 | 49.09 | 55.135 | 3.314 | 4.455 | 3.645 | 12.273 | 17.488 | 12.273 | 16.936 | 11.045 | 9.204 | 7.67 | 29.454 | 18.789 | 27.215 | 9.082 | 25.097 | 12.579 | 45.163 | 64.431 | 11.782 | 7.057 | 8.468 | 10.585 | 42.954 | 8.161 | 9.315 | 9.204 | 8.468 | 8.468 | 9.204 | 7.67 | 4.05 | 7.732 | 8.468 | 64.431 | 39.272 | 3.682 | 5.523 | 7.302 | 16.568 | 12.273 | 0.056 | 0.335 | 0.117 | 0.474 | 0.078 | 0.664 | 0.176 | 0.53 | 0.141 | 0.094 | 0.114 | 0.486 | 0.022 | 0.067 | 0.166 | 0.53 | 0.53 | 0.279 | 17.6 | 285 | 285 | 285 | 58 | 58 | 53 | 58 | 58 | 52 | 52 | 2 | 29.2 | 29.2 | 41.61 | 41.61 | 160 | 260 | 52 | 52 | 101 | 50 | 400 | 342 | 3.021 | 200 | 404 | 21 | 22 | 19 | 24 | 4.3 | 8 | 22.5 | 22.5 | 10 | 10 | 15 | 4 | 15 | 15 | 0.18 | 4 | 4 | 90 | 90 | 90 | 449 | 83 | 83 | 247 | 247 | 425 | 63.5 | 17 | 444 | 464 | 18.54 | 18.54 | 18.54 | 18.54 | 18.54 | 18.54 | 415 | 63.5 | 350 | 350 | 63.5 | 61.5 | 240 | 236 | 20 | 118 | 73 | 73 | 73 | 73
05/07/25 01:00 | 0 | 412.5 | 143 | 15.481 | 33.256 | 15.481 | 25.802 | 51.03 | 47.59 | 12.901 | 9.862 | 8.601 | 30.962 | 3.096 | 14.678 | 20.183 | 10.321 | 19.695 | 13.761 | 24.082 | 12.127 | 13.188 | 18.577 | 9.633 | 6.823 | 6.192 | 32.682 | 37.671 | 13.302 | 11.468 | 32.338 | 11.468 | 6.881 | 7.683 | 13.761 | 4.902 | 21.203 | 27.235 | 11.468 | 7.913 | 31.134 | 10.722 | 10.034 | 29.816 | 8.103 | 21.788 | 18.635 | 18.921 | 10.493 | 18.979 | 21.702 | 8.027 | 26.375 | 11.468 | 6.881 | 6.594 | 51.604 | 8.601 | 14.334 | 12.041 | 24.082 | 6.881 | 24.368 | 4.874 | 17.201 | 24.449 | 65.48 | 20.642 | 30.962 | 10.034 | 19.781 | 2.752 | 5.906 | 7.786 | 6.336 | 14.334 | 23.394 | 34.116 | 19.495 | 16.341 | 22.018 | 14.334 | 9.231 | 10.034 | 16.026 | 7.483 | 2.552 | 14.22 | 9.69 | 8.601 | 33.958 | 13.474 | 26.834 | 18.348 | 14.908 | 12.614 | 17.087 | 7.913 | 14.506 | 16.055 | 7.167 | 19.581 | 6.881 | 17.201 | 10.779 | 8.085 | 9.231 | 7.167 | 12.385 | 20.613 | 43.003 | 20.642 | 8.601 | 11.869 | 21.244 | 10.321 | 57.338 | 19.265 | 57.911 | 1.342 | 52.292 | 9.231 | 17.259 | 8.601 | 6.812 | 8.027 | 22.304 | 14.908 | 6.709 | 22.935 | 20.642 | 13.188 | 16.513 | 27.981 | 8.601 | 5.275 | 23.738 | 8.486 | 5.275 | 8.601 | 13.761 | 18.463 | 10.55 | 11.468 | 8.085 | 19.781 | 6.02 | 6.594 | 13.245 | 48.714 | 9.891 | 45.87 | 51.518 | 3.096 | 4.163 | 3.406 | 11.468 | 16.341 | 11.468 | 15.825 | 10.321 | 8.601 | 7.167 | 27.522 | 17.557 | 25.429 | 8.486 | 23.451 | 11.754 | 42.2 | 60.204 | 11.009 | 6.594 | 7.913 | 9.891 | 40.136 | 7.626 | 8.704 | 8.601 | 7.913 | 7.913 | 8.601 | 7.167 | 3.784 | 7.225 | 7.913 | 60.204 | 36.696 | 3.44 | 5.16 | 6.823 | 15.481 | 11.468 | 0.056 | 0.335 | 0.117 | 0.474 | 0.078 | 0.664 | 0.176 | 0.53 | 0.141 | 0.094 | 0.114 | 0.486 | 0.022 | 0.067 | 0.166 | 0.53 | 0.53 | 0.279 | 17.6 | 285 | 285 | 285 | 58 | 58 | 53 | 58 | 58 | 52 | 52 | 2 | 29.2 | 29.2 | 41.61 | 41.61 | 160 | 260 | 52 | 52 | 101 | 50 | 400 | 342 | 3.021 | 200 | 404 | 21 | 22 | 19 | 24 | 4.3 | 8 | 22.5 | 22.5 | 10 | 10 | 15 | 4 | 15 | 15 | 0.18 | 4 | 4 | 90 | 90 | 90 | 449 | 83 | 83 | 247 | 247 | 425 | 63.5 | 17 | 444 | 464 | 18.54 | 18.54 | 18.54 | 18.54 | 18.54 | 18.54 | 415 | 63.5 | 350 | 350 | 63.5 | 61.5 | 240 | 236 | 20 | 118 | 73 | 73 | 73 | 73
05/07/25 01:30 | 0 | 504 | 79 | 14.405 | 30.945 | 14.405 | 24.009 | 47.484 | 44.283 | 12.004 | 9.177 | 8.003 | 28.811 | 2.881 | 13.658 | 18.78 | 9.604 | 18.327 | 12.805 | 22.408 | 11.284 | 12.271 | 17.286 | 8.963 | 6.349 | 5.762 | 30.411 | 35.053 | 12.378 | 10.671 | 30.091 | 10.671 | 6.402 | 7.149 | 12.805 | 4.562 | 19.73 | 25.343 | 10.671 | 7.363 | 28.971 | 9.977 | 9.337 | 27.743 | 7.54 | 20.274 | 17.34 | 17.606 | 9.764 | 17.66 | 20.194 | 7.469 | 24.542 | 10.671 | 6.402 | 6.136 | 48.018 | 8.003 | 13.338 | 11.204 | 22.408 | 6.402 | 22.675 | 4.535 | 16.006 | 22.75 | 60.929 | 19.207 | 28.811 | 9.337 | 18.407 | 2.561 | 5.495 | 7.245 | 5.895 | 13.338 | 21.768 | 31.745 | 18.14 | 15.206 | 20.487 | 13.338 | 8.59 | 9.337 | 14.912 | 6.963 | 2.374 | 13.232 | 9.017 | 8.003 | 31.598 | 12.538 | 24.969 | 17.073 | 13.872 | 11.738 | 15.899 | 7.363 | 13.498 | 14.939 | 6.669 | 18.22 | 6.402 | 16.006 | 10.03 | 7.523 | 8.59 | 6.669 | 11.524 | 19.18 | 40.015 | 19.207 | 8.003 | 11.044 | 19.767 | 9.604 | 53.353 | 17.927 | 53.886 | 1.248 | 48.658 | 8.59 | 16.059 | 8.003 | 6.338 | 7.469 | 20.754 | 13.872 | 6.242 | 21.341 | 19.207 | 12.271 | 15.366 | 26.036 | 8.003 | 4.908 | 22.088 | 7.896 | 4.908 | 8.003 | 12.805 | 17.18 | 9.817 | 10.671 | 7.523 | 18.407 | 5.602 | 6.136 | 12.325 | 45.329 | 9.203 | 42.682 | 47.938 | 2.881 | 3.873 | 3.169 | 10.671 | 15.206 | 10.671 | 14.725 | 9.604 | 8.003 | 6.669 | 25.609 | 16.337 | 23.662 | 7.896 | 21.821 | 10.937 | 39.268 | 56.02 | 10.244 | 6.136 | 7.363 | 9.203 | 37.347 | 7.096 | 8.099 | 8.003 | 7.363 | 7.363 | 8.003 | 6.669 | 3.521 | 6.722 | 7.363 | 56.02 | 34.146 | 3.201 | 4.802 | 6.349 | 14.405 | 10.671 | 0.056 | 0.334 | 0.117 | 0.473 | 0.078 | 0.662 | 0.176 | 0.529 | 0.14 | 0.094 | 0.114 | 0.484 | 0.022 | 0.067 | 0.166 | 0.529 | 0.529 | 0.278 | 17.6 | 285 | 285 | 285 | 58 | 58 | 53 | 58 | 58 | 52 | 52 | 2 | 29.2 | 29.2 | 41.61 | 41.61 | 160 | 260 | 52 | 52 | 101 | 50 | 400 | 342 | 3.021 | 200 | 404 | 21 | 22 | 19 | 24 | 4.3 | 8 | 22.5 | 22.5 | 10 | 10 | 15 | 4 | 15 | 15 | 0.18 | 4 | 4 | 90 | 90 | 90 | 449 | 83 | 83 | 247 | 247 | 425 | 63.5 | 17 | 444 | 464 | 18.54 | 18.54 | 18.54 | 18.54 | 18.54 | 18.54 | 415 | 63.5 | 350 | 350 | 63.5 | 61.5 | 240 | 236 | 20 | 118 | 73 | 73 | 73 | 73
05/07/25 02:00 | 0 | 512 | 225 | 13.667 | 29.36 | 13.667 | 22.779 | 45.052 | 42.015 | 11.39 | 8.707 | 7.593 | 27.335 | 2.733 | 12.959 | 17.818 | 9.112 | 17.388 | 12.149 | 21.26 | 10.706 | 11.643 | 16.401 | 8.504 | 6.024 | 5.467 | 28.854 | 33.257 | 11.744 | 10.124 | 28.55 | 10.124 | 6.074 | 6.783 | 12.149 | 4.328 | 18.719 | 24.045 | 10.124 | 6.986 | 27.487 | 9.466 | 8.859 | 26.322 | 7.154 | 19.236 | 16.452 | 16.705 | 9.263 | 16.755 | 19.16 | 7.087 | 23.285 | 10.124 | 6.074 | 5.821 | 45.558 | 7.593 | 12.655 | 10.63 | 21.26 | 6.074 | 21.514 | 4.303 | 15.186 | 21.584 | 57.808 | 18.223 | 27.335 | 8.859 | 17.464 | 2.43 | 5.214 | 6.874 | 5.594 | 12.655 | 20.653 | 30.119 | 17.211 | 14.427 | 19.438 | 12.655 | 8.15 | 8.859 | 14.148 | 6.606 | 2.253 | 12.554 | 8.555 | 7.593 | 29.98 | 11.896 | 23.69 | 16.198 | 13.161 | 11.136 | 15.085 | 6.986 | 12.807 | 14.174 | 6.328 | 17.287 | 6.074 | 15.186 | 9.517 | 7.137 | 8.15 | 6.328 | 10.934 | 18.198 | 37.965 | 18.223 | 7.593 | 10.478 | 18.755 | 9.112 | 50.62 | 17.008 | 51.126 | 1.185 | 46.166 | 8.15 | 15.237 | 7.593 | 6.014 | 7.087 | 19.691 | 13.161 | 5.923 | 20.248 | 18.223 | 11.643 | 14.579 | 24.703 | 7.593 | 4.657 | 20.957 | 7.492 | 4.657 | 7.593 | 12.149 | 16.3 | 9.314 | 10.124 | 7.137 | 17.464 | 5.315 | 5.821 | 11.693 | 43.007 | 8.732 | 40.496 | 45.482 | 2.733 | 3.675 | 3.007 | 10.124 | 14.427 | 10.124 | 13.971 | 9.112 | 7.593 | 6.328 | 24.298 | 15.5 | 22.45 | 7.492 | 20.704 | 10.377 | 37.256 | 53.151 | 9.719 | 5.821 | 6.986 | 8.732 | 35.434 | 6.732 | 7.684 | 7.593 | 6.986 | 6.986 | 7.593 | 6.328 | 3.341 | 6.378 | 6.986 | 53.151 | 32.397 | 3.037 | 4.556 | 6.024 | 13.667 | 10.124 | 0.056 | 0.335 | 0.117 | 0.474 | 0.078 | 0.663 | 0.176 | 0.53 | 0.141 | 0.094 | 0.114 | 0.485 | 0.022 | 0.067 | 0.166 | 0.53 | 0.53 | 0.279 | 17.6 | 285 | 285 | 285 | 58 | 58 | 53 | 58 | 58 | 52 | 52 | 2 | 29.2 | 29.2 | 41.61 | 41.61 | 160 | 260 | 52 | 52 | 101 | 50 | 400 | 342 | 3.021 | 200 | 404 | 21 | 22 | 19 | 24 | 4.3 | 8 | 22.5 | 22.5 | 10 | 10 | 15 | 4 | 15 | 15 | 0.18 | 4 | 4 | 90 | 90 | 90 | 449 | 83 | 83 | 247 | 247 | 425 | 63.5 | 17 | 444 | 464 | 18.54 | 18.54 | 18.54 | 18.54 | 18.54 | 18.54 | 415 | 63.5 | 350 | 350 | 63.5 | 61.5 | 240 | 236 | 20 | 118 | 73 | 73 | 73 | 73
05/07/25 02:30 | 0 | 513 | 315 | 13.275 | 28.516 | 13.275 | 22.125 | 43.757 | 40.807 | 11.062 | 8.456 | 7.375 | 26.549 | 2.655 | 12.586 | 17.306 | 8.85 | 16.888 | 11.8 | 20.65 | 10.399 | 11.308 | 15.93 | 8.26 | 5.851 | 5.31 | 28.024 | 32.302 | 11.406 | 9.833 | 27.729 | 9.833 | 5.9 | 6.588 | 11.8 | 4.204 | 18.181 | 23.354 | 9.833 | 6.785 | 26.697 | 9.194 | 8.604 | 25.566 | 6.948 | 18.683 | 15.979 | 16.225 | 8.997 | 16.274 | 18.609 | 6.883 | 22.616 | 9.833 | 5.9 | 5.654 | 44.249 | 7.375 | 12.291 | 10.325 | 20.65 | 5.9 | 20.895 | 4.179 | 14.75 | 20.964 | 56.147 | 17.7 | 26.549 | 8.604 | 16.962 | 2.36 | 5.064 | 6.677 | 5.433 | 12.291 | 20.06 | 29.254 | 16.716 | 14.012 | 18.88 | 12.291 | 7.916 | 8.604 | 13.742 | 6.416 | 2.188 | 12.193 | 8.309 | 7.375 | 29.118 | 11.554 | 23.009 | 15.733 | 12.783 | 10.816 | 14.651 | 6.785 | 12.439 | 13.766 | 6.146 | 16.79 | 5.9 | 14.75 | 9.243 | 6.932 | 7.916 | 6.146 | 10.62 | 17.675 | 36.874 | 17.7 | 7.375 | 10.177 | 18.216 | 8.85 | 49.166 | 16.52 | 49.657 | 1.15 | 44.839 | 7.916 | 14.799 | 7.375 | 5.841 | 6.883 | 19.125 | 12.783 | 5.752 | 19.666 | 17.7 | 11.308 | 14.16 | 23.993 | 7.375 | 4.523 | 20.355 | 7.277 | 4.523 | 7.375 | 11.8 | 15.831 | 9.046 | 9.833 | 6.932 | 16.962 | 5.162 | 5.654 | 11.357 | 41.771 | 8.481 | 39.332 | 44.175 | 2.655 | 3.569 | 2.92 | 9.833 | 14.012 | 9.833 | 13.57 | 8.85 | 7.375 | 6.146 | 23.599 | 15.055 | 21.805 | 7.277 | 20.109 | 10.079 | 36.186 | 51.624 | 9.44 | 5.654 | 6.785 | 8.481 | 34.416 | 6.539 | 7.463 | 7.375 | 6.785 | 6.785 | 7.375 | 6.146 | 3.245 | 6.195 | 6.785 | 51.624 | 31.466 | 2.95 | 4.425 | 5.851 | 13.275 | 9.833 | 0.056 | 0.335 | 0.117 | 0.474 | 0.078 | 0.664 | 0.176 | 0.53 | 0.141 | 0.094 | 0.114 | 0.486 | 0.022 | 0.067 | 0.166 | 0.53 | 0.53 | 0.279 | 17.6 | 285 | 285 | 285 | 58 | 58 | 53 | 58 | 58 | 52 | 52 | 2 | 29.2 | 29.2 | 41.61 | 41.61 | 160 | 260 | 52 | 52 | 101 | 50 | 400 | 342 | 3.021 | 200 | 404 | 21 | 22 | 19 | 24 | 4.3 | 8 | 22.5 | 22.5 | 10 | 10 | 15 | 4 | 15 | 15 | 0.18 | 4 | 4 | 90 | 90 | 90 | 449 | 83 | 83 | 247 | 247 | 425 | 63.5 | 17 | 444 | 464 | 18.54 | 18.54 | 18.54 | 18.54 | 18.54 | 18.54 | 415 | 63.5 | 350 | 350 | 63.5 | 61.5 | 240 | 236 | 20 | 118 | 73 | 73 | 73 | 73
05/07/25 03:00 | 0 | 513 | 315 | 13.519 | 29.04 | 13.519 | 22.531 | 44.562 | 41.558 | 11.266 | 8.612 | 7.51 | 27.038 | 2.704 | 12.818 | 17.624 | 9.013 | 17.199 | 12.017 | 21.029 | 10.59 | 11.516 | 16.223 | 8.412 | 5.958 | 5.408 | 28.54 | 32.896 | 11.616 | 10.014 | 28.239 | 10.014 | 6.008 | 6.709 | 12.017 | 4.281 | 18.516 | 23.783 | 10.014 | 6.91 | 27.188 | 9.363 | 8.762 | 26.036 | 7.076 | 19.026 | 16.273 | 16.523 | 9.163 | 16.573 | 18.951 | 7.01 | 23.032 | 10.014 | 6.008 | 5.758 | 45.063 | 7.51 | 12.517 | 10.515 | 21.029 | 6.008 | 21.28 | 4.256 | 15.021 | 21.35 | 57.179 | 18.025 | 27.038 | 8.762 | 17.274 | 2.403 | 5.157 | 6.799 | 5.533 | 12.517 | 20.428 | 29.791 | 17.024 | 14.27 | 19.227 | 12.517 | 8.061 | 8.762 | 13.994 | 6.534 | 2.228 | 12.417 | 8.462 | 7.51 | 29.654 | 11.766 | 23.433 | 16.022 | 13.018 | 11.015 | 14.921 | 6.91 | 12.668 | 14.019 | 6.259 | 17.099 | 6.008 | 15.021 | 9.413 | 7.06 | 8.061 | 6.259 | 10.815 | 18 | 37.552 | 18.025 | 7.51 | 10.364 | 18.551 | 9.013 | 50.07 | 16.823 | 50.57 | 1.172 | 45.663 | 8.061 | 15.071 | 7.51 | 5.948 | 7.01 | 19.477 | 13.018 | 5.858 | 20.028 | 18.025 | 11.516 | 14.42 | 24.434 | 7.51 | 4.606 | 20.729 | 7.41 | 4.606 | 7.51 | 12.017 | 16.122 | 9.213 | 10.014 | 7.06 | 17.274 | 5.257 | 5.758 | 11.566 | 42.539 | 8.637 | 40.056 | 44.988 | 2.704 | 3.635 | 2.974 | 10.014 | 14.27 | 10.014 | 13.819 | 9.013 | 7.51 | 6.259 | 24.033 | 15.331 | 22.206 | 7.41 | 20.478 | 10.264 | 36.851 | 52.573 | 9.613 | 5.758 | 6.91 | 8.637 | 35.049 | 6.659 | 7.601 | 7.51 | 6.91 | 6.91 | 7.51 | 6.259 | 3.305 | 6.309 | 6.91 | 52.573 | 32.045 | 3.004 | 4.506 | 5.958 | 13.519 | 10.014 | 0.056 | 0.333 | 0.117 | 0.472 | 0.078 | 0.661 | 0.175 | 0.527 | 0.14 | 0.094 | 0.113 | 0.483 | 0.022 | 0.067 | 0.166 | 0.527 | 0.527 | 0.278 | 17.6 | 285 | 285 | 285 | 58 | 58 | 53 | 58 | 58 | 52 | 52 | 2 | 29.2 | 29.2 | 41.61 | 41.61 | 160 | 260 | 52 | 52 | 101 | 50 | 400 | 342 | 3.021 | 200 | 404 | 21 | 22 | 19 | 24 | 4.3 | 8 | 22.5 | 22.5 | 10 | 10 | 15 | 4 | 15 | 15 | 0.18 | 4 | 4 | 90 | 90 | 90 | 449 | 83 | 83 | 247 | 247 | 425 | 63.5 | 17 | 444 | 464 | 18.54 | 18.54 | 18.54 | 18.54 | 18.54 | 18.54 | 415 | 63.5 | 350 | 350 | 63.5 | 61.5 | 240 | 236 | 20 | 118 | 73 | 73 | 73 | 73
05/07/25 03:30 | 44.5 | 513 | 315 | 13.165 | 28.279 | 13.165 | 21.941 | 43.394 | 40.469 | 10.97 | 8.386 | 7.314 | 26.329 | 2.633 | 12.482 | 17.163 | 8.776 | 16.748 | 11.702 | 20.478 | 10.312 | 11.214 | 15.797 | 8.191 | 5.802 | 5.266 | 27.792 | 32.034 | 11.312 | 9.752 | 27.499 | 9.752 | 5.851 | 6.534 | 11.702 | 4.169 | 18.031 | 23.16 | 9.752 | 6.729 | 26.475 | 9.118 | 8.533 | 25.354 | 6.89 | 18.528 | 15.846 | 16.09 | 8.923 | 16.139 | 18.455 | 6.826 | 22.428 | 9.752 | 5.851 | 5.607 | 43.882 | 7.314 | 12.189 | 10.239 | 20.478 | 5.851 | 20.722 | 4.144 | 14.627 | 20.79 | 55.681 | 17.553 | 26.329 | 8.533 | 16.821 | 2.34 | 5.022 | 6.621 | 5.388 | 12.189 | 19.893 | 29.011 | 16.578 | 13.896 | 18.723 | 12.189 | 7.85 | 8.533 | 13.628 | 6.363 | 2.17 | 12.092 | 8.24 | 7.314 | 28.877 | 11.458 | 22.819 | 15.602 | 12.677 | 10.727 | 14.53 | 6.729 | 12.336 | 13.652 | 6.095 | 16.651 | 5.851 | 14.627 | 9.166 | 6.875 | 7.85 | 6.095 | 10.532 | 17.528 | 36.568 | 17.553 | 7.314 | 10.093 | 18.065 | 8.776 | 48.758 | 16.383 | 49.245 | 1.141 | 44.467 | 7.85 | 14.676 | 7.314 | 5.792 | 6.826 | 18.967 | 12.677 | 5.705 | 19.503 | 17.553 | 11.214 | 14.042 | 23.794 | 7.314 | 4.486 | 20.186 | 7.216 | 4.486 | 7.314 | 11.702 | 15.7 | 8.971 | 9.752 | 6.875 | 16.821 | 5.12 | 5.607 | 11.263 | 41.424 | 8.411 | 39.006 | 43.809 | 2.633 | 3.54 | 2.896 | 9.752 | 13.896 | 9.752 | 13.457 | 8.776 | 7.314 | 6.095 | 23.404 | 14.93 | 21.624 | 7.216 | 19.942 | 9.995 | 35.886 | 51.195 | 9.361 | 5.607 | 6.729 | 8.411 | 34.13 | 6.485 | 7.401 | 7.314 | 6.729 | 6.729 | 7.314 | 6.095 | 3.218 | 6.143 | 6.729 | 51.195 | 31.205 | 2.925 | 4.388 | 5.802 | 13.165 | 9.752 | 0.056 | 0.333 | 0.117 | 0.472 | 0.078 | 0.661 | 0.175 | 0.527 | 0.14 | 0.094 | 0.113 | 0.483 | 0.022 | 0.067 | 0.166 | 0.527 | 0.527 | 0.278 | 17.6 | 285 | 285 | 285 | 58 | 58 | 53 | 58 | 58 | 52 | 52 | 2 | 29.2 | 29.2 | 41.61 | 41.61 | 160 | 260 | 52 | 52 | 101 | 50 | 400 | 342 | 3.021 | 200 | 404 | 21 | 22 | 19 | 24 | 4.3 | 8 | 22.5 | 22.5 | 10 | 10 | 15 | 4 | 15 | 15 | 0.18 | 4 | 4 | 90 | 90 | 90 | 449 | 83 | 83 | 247 | 247 | 425 | 63.5 | 17 | 444 | 464 | 18.54 | 18.54 | 18.54 | 18.54 | 18.54 | 18.54 | 415 | 63.5 | 350 | 350 | 63.5 | 61.5 | 240 | 236 | 20 | 118 | 73 | 73 | 73 | 73
05/07/25 04:00 | 14.5 | 513 | 315 | 12.711 | 27.306 | 12.711 | 21.185 | 41.9 | 39.075 | 10.593 | 8.098 | 7.062 | 25.423 | 2.542 | 12.052 | 16.572 | 8.474 | 16.172 | 11.299 | 19.773 | 9.957 | 10.828 | 15.254 | 7.909 | 5.602 | 5.085 | 26.835 | 30.931 | 10.922 | 9.416 | 26.552 | 9.416 | 5.649 | 6.309 | 11.299 | 4.025 | 17.41 | 22.362 | 9.416 | 6.497 | 25.564 | 8.804 | 8.239 | 24.481 | 6.653 | 17.89 | 15.301 | 15.536 | 8.615 | 15.583 | 17.819 | 6.591 | 21.656 | 9.416 | 5.649 | 5.414 | 42.371 | 7.062 | 11.77 | 9.887 | 19.773 | 5.649 | 20.008 | 4.002 | 14.124 | 20.074 | 53.764 | 16.948 | 25.423 | 8.239 | 16.242 | 2.26 | 4.849 | 6.393 | 5.202 | 11.77 | 19.208 | 28.012 | 16.007 | 13.417 | 18.078 | 11.77 | 7.58 | 8.239 | 13.159 | 6.144 | 2.095 | 11.676 | 7.956 | 7.062 | 27.882 | 11.064 | 22.033 | 15.065 | 12.24 | 10.357 | 14.029 | 6.497 | 11.911 | 13.182 | 5.885 | 16.077 | 5.649 | 14.124 | 8.851 | 6.638 | 7.58 | 5.885 | 10.169 | 16.925 | 35.309 | 16.948 | 7.062 | 9.745 | 17.443 | 8.474 | 47.079 | 15.818 | 47.55 | 1.102 | 42.936 | 7.58 | 14.171 | 7.062 | 5.593 | 6.591 | 18.314 | 12.24 | 5.508 | 18.832 | 16.948 | 10.828 | 13.559 | 22.974 | 7.062 | 4.331 | 19.491 | 6.968 | 4.331 | 7.062 | 11.299 | 15.159 | 8.663 | 9.416 | 6.638 | 16.242 | 4.943 | 5.414 | 10.875 | 39.998 | 8.121 | 37.663 | 42.3 | 2.542 | 3.418 | 2.796 | 9.416 | 13.417 | 9.416 | 12.994 | 8.474 | 7.062 | 5.885 | 22.598 | 14.416 | 20.879 | 6.968 | 19.255 | 9.651 | 34.65 | 49.433 | 9.039 | 5.414 | 6.497 | 8.121 | 32.955 | 6.261 | 7.147 | 7.062 | 6.497 | 6.497 | 7.062 | 5.885 | 3.107 | 5.932 | 6.497 | 49.433 | 30.13 | 2.825 | 4.237 | 5.602 | 12.711 | 9.416 | 0.056 | 0.333 | 0.117 | 0.472 | 0.078 | 0.661 | 0.175 | 0.527 | 0.14 | 0.094 | 0.113 | 0.483 | 0.022 | 0.067 | 0.166 | 0.527 | 0.527 | 0.278 | 17.6 | 285 | 285 | 285 | 58 | 58 | 53 | 58 | 58 | 52 | 52 | 2 | 29.2 | 29.2 | 41.61 | 41.61 | 160 | 260 | 52 | 52 | 101 | 50 | 400 | 342 | 3.021 | 200 | 404 | 21 | 22 | 19 | 24 | 4.3 | 8 | 22.5 | 22.5 | 10 | 10 | 15 | 4 | 15 | 15 | 0.18 | 4 | 4 | 90 | 90 | 90 | 449 | 83 | 83 | 247 | 247 | 425 | 63.5 | 17 | 444 | 464 | 18.54 | 18.54 | 18.54 | 18.54 | 18.54 | 18.54 | 415 | 63.5 | 350 | 350 | 63.5 | 61.5 | 240 | 236 | 20 | 118 | 73 | 73 | 73 | 73
05/07/25 04:30 | 0 | 513.5 | 315 | 12.253 | 26.322 | 12.253 | 20.422 | 40.39 | 37.667 | 10.211 | 7.806 | 6.807 | 24.507 | 2.451 | 11.618 | 15.975 | 8.169 | 15.589 | 10.892 | 19.061 | 9.598 | 10.438 | 14.704 | 7.624 | 5.401 | 4.901 | 25.868 | 29.816 | 10.529 | 9.076 | 25.596 | 9.076 | 5.446 | 6.081 | 10.892 | 3.88 | 16.782 | 21.557 | 9.076 | 6.263 | 24.643 | 8.487 | 7.942 | 23.599 | 6.413 | 17.245 | 14.749 | 14.976 | 8.305 | 15.022 | 17.177 | 6.354 | 20.876 | 9.076 | 5.446 | 5.219 | 40.844 | 6.807 | 11.346 | 9.53 | 19.061 | 5.446 | 19.288 | 3.858 | 13.615 | 19.351 | 51.827 | 16.338 | 24.507 | 7.942 | 15.657 | 2.178 | 4.674 | 6.163 | 5.015 | 11.346 | 18.516 | 27.003 | 15.43 | 12.934 | 17.427 | 11.346 | 7.307 | 7.942 | 12.684 | 5.922 | 2.02 | 11.255 | 7.67 | 6.807 | 26.878 | 10.665 | 21.239 | 14.522 | 11.799 | 9.984 | 13.524 | 6.263 | 11.482 | 12.707 | 5.673 | 15.498 | 5.446 | 13.615 | 8.532 | 6.399 | 7.307 | 5.673 | 9.803 | 16.315 | 34.037 | 16.338 | 6.807 | 9.394 | 16.814 | 8.169 | 45.382 | 15.249 | 45.836 | 1.062 | 41.389 | 7.307 | 13.66 | 6.807 | 5.391 | 6.354 | 17.654 | 11.799 | 5.31 | 18.153 | 16.338 | 10.438 | 13.07 | 22.147 | 6.807 | 4.175 | 18.788 | 6.717 | 4.175 | 6.807 | 10.892 | 14.613 | 8.35 | 9.076 | 6.399 | 15.657 | 4.765 | 5.219 | 10.483 | 38.557 | 7.828 | 36.306 | 40.776 | 2.451 | 3.295 | 2.696 | 9.076 | 12.934 | 9.076 | 12.526 | 8.169 | 6.807 | 5.673 | 21.784 | 13.896 | 20.127 | 6.717 | 18.561 | 9.303 | 33.402 | 47.652 | 8.713 | 5.219 | 6.263 | 7.828 | 31.768 | 6.036 | 6.889 | 6.807 | 6.263 | 6.263 | 6.807 | 5.673 | 2.995 | 5.718 | 6.263 | 47.652 | 29.045 | 2.723 | 4.084 | 5.401 | 12.253 | 9.076 | 0.056 | 0.335 | 0.117 | 0.475 | 0.078 | 0.665 | 0.177 | 0.531 | 0.141 | 0.095 | 0.114 | 0.486 | 0.022 | 0.067 | 0.167 | 0.531 | 0.531 | 0.279 | 17.6 | 285 | 285 | 285 | 58 | 58 | 53 | 58 | 58 | 52 | 52 | 2 | 29.2 | 29.2 | 41.61 | 41.61 | 160 | 260 | 52 | 52 | 101 | 50 | 400 | 342 | 3.021 | 200 | 404 | 21 | 22 | 19 | 24 | 4.3 | 8 | 22.5 | 22.5 | 10 | 10 | 15 | 4 | 15 | 15 | 0.18 | 4 | 4 | 90 | 90 | 90 | 449 | 83 | 83 | 247 | 247 | 425 | 63.5 | 17 | 444 | 464 | 18.54 | 18.54 | 18.54 | 18.54 | 18.54 | 18.54 | 415 | 63.5 | 350 | 350 | 63.5 | 61.5 | 240 | 236 | 20 | 118 | 73 | 73 | 73 | 73
05/07/25 05:00 | 0 | 507.5 | 273 | 12.158 | 26.117 | 12.158 | 20.263 | 40.076 | 37.374 | 10.131 | 7.745 | 6.754 | 24.316 | 2.432 | 11.527 | 15.85 | 8.105 | 15.467 | 10.807 | 18.912 | 9.524 | 10.357 | 14.589 | 7.565 | 5.358 | 4.863 | 25.666 | 29.584 | 10.447 | 9.006 | 25.396 | 9.006 | 5.403 | 6.034 | 10.807 | 3.85 | 16.652 | 21.389 | 9.006 | 6.214 | 24.451 | 8.42 | 7.88 | 23.415 | 6.363 | 17.111 | 14.634 | 14.86 | 8.24 | 14.905 | 17.043 | 6.304 | 20.713 | 9.006 | 5.403 | 5.178 | 40.526 | 6.754 | 11.257 | 9.456 | 18.912 | 5.403 | 19.137 | 3.827 | 13.509 | 19.2 | 51.423 | 16.21 | 24.316 | 7.88 | 15.535 | 2.161 | 4.638 | 6.115 | 4.976 | 11.257 | 18.372 | 26.792 | 15.31 | 12.833 | 17.291 | 11.257 | 7.25 | 7.88 | 12.586 | 5.876 | 2.004 | 11.167 | 7.61 | 6.754 | 26.668 | 10.582 | 21.073 | 14.409 | 11.707 | 9.906 | 13.419 | 6.214 | 11.392 | 12.608 | 5.629 | 15.377 | 5.403 | 13.509 | 8.465 | 6.349 | 7.25 | 5.629 | 9.726 | 16.188 | 33.772 | 16.21 | 6.754 | 9.321 | 16.683 | 8.105 | 45.029 | 15.13 | 45.479 | 1.054 | 41.066 | 7.25 | 13.554 | 6.754 | 5.349 | 6.304 | 17.516 | 11.707 | 5.268 | 18.012 | 16.21 | 10.357 | 12.968 | 21.974 | 6.754 | 4.143 | 18.642 | 6.664 | 4.143 | 6.754 | 10.807 | 14.499 | 8.285 | 9.006 | 6.349 | 15.535 | 4.728 | 5.178 | 10.402 | 38.257 | 7.767 | 36.023 | 40.458 | 2.432 | 3.269 | 2.675 | 9.006 | 12.833 | 9.006 | 12.428 | 8.105 | 6.754 | 5.629 | 21.614 | 13.788 | 19.97 | 6.664 | 18.417 | 9.231 | 33.141 | 47.28 | 8.646 | 5.178 | 6.214 | 7.767 | 31.52 | 5.989 | 6.835 | 6.754 | 6.214 | 6.214 | 6.754 | 5.629 | 2.972 | 5.674 | 6.214 | 47.28 | 28.818 | 2.702 | 4.053 | 5.358 | 12.158 | 9.006 | 0.106 | 0.636 | 0.222 | 0.9 | 0.148 | 1.26 | 0.335 | 1.006 | 0.267 | 0.179 | 0.216 | 0.921 | 0.042 | 0.127 | 0.316 | 1.006 | 1.006 | 0.53 | 17.6 | 285 | 285 | 285 | 58 | 58 | 53 | 58 | 58 | 52 | 52 | 2 | 29.2 | 29.2 | 41.61 | 41.61 | 160 | 260 | 52 | 52 | 101 | 50 | 400 | 342 | 3.021 | 200 | 404 | 21 | 22 | 19 | 24 | 4.3 | 8 | 22.5 | 22.5 | 10 | 10 | 15 | 4 | 15 | 15 | 0.18 | 4 | 4 | 90 | 90 | 90 | 449 | 83 | 83 | 247 | 247 | 425 | 63.5 | 17 | 444 | 464 | 18.54 | 18.54 | 18.54 | 18.54 | 18.54 | 18.54 | 415 | 63.5 | 350 | 350 | 63.5 | 61.5 | 240 | 236 | 20 | 118 | 73 | 73 | 73 | 73
05/07/25 05:30 | 0 | 512 | 243 | 12.212 | 26.232 | 12.212 | 20.353 | 40.253 | 37.539 | 10.176 | 7.779 | 6.784 | 24.423 | 2.442 | 11.578 | 15.92 | 8.141 | 15.536 | 10.855 | 18.996 | 9.566 | 10.403 | 14.654 | 7.598 | 5.382 | 4.885 | 25.78 | 29.715 | 10.493 | 9.046 | 25.509 | 9.046 | 5.427 | 6.061 | 10.855 | 3.867 | 16.725 | 21.483 | 9.046 | 6.242 | 24.559 | 8.458 | 7.915 | 23.519 | 6.392 | 17.187 | 14.699 | 14.925 | 8.277 | 14.971 | 17.119 | 6.332 | 20.805 | 9.046 | 5.427 | 5.201 | 40.705 | 6.784 | 11.307 | 9.498 | 18.996 | 5.427 | 19.222 | 3.844 | 13.568 | 19.285 | 51.651 | 16.282 | 24.423 | 7.915 | 15.604 | 2.171 | 4.659 | 6.142 | 4.998 | 11.307 | 18.453 | 26.911 | 15.378 | 12.89 | 17.368 | 11.307 | 7.282 | 7.915 | 12.641 | 5.902 | 2.013 | 11.217 | 7.644 | 6.784 | 26.786 | 10.629 | 21.167 | 14.473 | 11.759 | 9.95 | 13.478 | 6.242 | 11.443 | 12.664 | 5.654 | 15.445 | 5.427 | 13.568 | 8.503 | 6.377 | 7.282 | 5.654 | 9.769 | 16.26 | 33.921 | 16.282 | 6.784 | 9.362 | 16.757 | 8.141 | 45.228 | 15.197 | 45.681 | 1.058 | 41.248 | 7.282 | 13.614 | 6.784 | 5.373 | 6.332 | 17.594 | 11.759 | 5.292 | 18.091 | 16.282 | 10.403 | 13.026 | 22.071 | 6.784 | 4.161 | 18.725 | 6.694 | 4.161 | 6.784 | 10.855 | 14.564 | 8.322 | 9.046 | 6.377 | 15.604 | 4.749 | 5.201 | 10.448 | 38.426 | 7.802 | 36.183 | 40.638 | 2.442 | 3.284 | 2.687 | 9.046 | 12.89 | 9.046 | 12.483 | 8.141 | 6.784 | 5.654 | 21.71 | 13.849 | 20.059 | 6.694 | 18.498 | 9.272 | 33.288 | 47.49 | 8.684 | 5.201 | 6.242 | 7.802 | 31.66 | 6.015 | 6.866 | 6.784 | 6.242 | 6.242 | 6.784 | 5.654 | 2.985 | 5.699 | 6.242 | 47.49 | 28.946 | 2.714 | 4.071 | 5.382 | 12.212 | 9.046 | 0.319 | 1.914 | 0.67 | 2.711 | 0.447 | 3.796 | 1.008 | 3.03 | 0.804 | 0.54 | 0.652 | 2.775 | 0.128 | 0.383 | 0.951 | 3.03 | 3.03 | 1.595 | 17.6 | 285 | 285 | 285 | 58 | 58 | 53 | 58 | 58 | 52 | 52 | 2 | 29.2 | 29.2 | 41.61 | 41.61 | 160 | 260 | 52 | 52 | 101 | 50 | 400 | 342 | 3.021 | 200 | 404 | 21 | 22 | 19 | 24 | 4.3 | 8 | 22.5 | 22.5 | 10 | 10 | 15 | 4 | 15 | 15 | 0.18 | 4 | 4 | 90 | 90 | 90 | 449 | 83 | 83 | 247 | 247 | 425 | 63.5 | 17 | 444 | 464 | 18.54 | 18.54 | 18.54 | 18.54 | 18.54 | 18.54 | 415 | 63.5 | 350 | 350 | 63.5 | 61.5 | 240 | 236 | 20 | 118 | 73 | 73 | 73 | 73
05/07/25 06:00 | 0 | 513.5 | 307 | 12.256 | 26.327 | 12.256 | 20.426 | 40.398 | 37.675 | 10.213 | 7.807 | 6.809 | 24.511 | 2.451 | 11.62 | 15.978 | 8.17 | 15.592 | 10.894 | 19.064 | 9.6 | 10.44 | 14.707 | 7.626 | 5.402 | 4.902 | 25.873 | 29.822 | 10.531 | 9.078 | 25.601 | 9.078 | 5.447 | 6.082 | 10.894 | 3.881 | 16.786 | 21.561 | 9.078 | 6.264 | 24.648 | 8.488 | 7.943 | 23.604 | 6.415 | 17.249 | 14.752 | 14.979 | 8.307 | 15.025 | 17.181 | 6.355 | 20.88 | 9.078 | 5.447 | 5.22 | 40.852 | 6.809 | 11.348 | 9.532 | 19.064 | 5.447 | 19.291 | 3.858 | 13.617 | 19.355 | 51.837 | 16.341 | 24.511 | 7.943 | 15.66 | 2.179 | 4.675 | 6.164 | 5.016 | 11.348 | 18.52 | 27.008 | 15.433 | 12.937 | 17.43 | 11.348 | 7.308 | 7.943 | 12.687 | 5.924 | 2.02 | 11.257 | 7.671 | 6.809 | 26.883 | 10.667 | 21.243 | 14.525 | 11.802 | 9.986 | 13.527 | 6.264 | 11.484 | 12.71 | 5.674 | 15.501 | 5.447 | 13.617 | 8.534 | 6.4 | 7.308 | 5.674 | 9.805 | 16.318 | 34.044 | 16.341 | 6.809 | 9.396 | 16.818 | 8.17 | 45.391 | 15.252 | 45.845 | 1.062 | 41.397 | 7.308 | 13.663 | 6.809 | 5.393 | 6.355 | 17.657 | 11.802 | 5.311 | 18.157 | 16.341 | 10.44 | 13.073 | 22.151 | 6.809 | 4.176 | 18.792 | 6.718 | 4.176 | 6.809 | 10.894 | 14.616 | 8.352 | 9.078 | 6.4 | 15.66 | 4.766 | 5.22 | 10.485 | 38.565 | 7.83 | 36.313 | 40.784 | 2.451 | 3.295 | 2.696 | 9.078 | 12.937 | 9.078 | 12.528 | 8.17 | 6.809 | 5.674 | 21.788 | 13.899 | 20.131 | 6.718 | 18.565 | 9.305 | 33.408 | 47.661 | 8.715 | 5.22 | 6.264 | 7.83 | 31.774 | 6.037 | 6.89 | 6.809 | 6.264 | 6.264 | 6.809 | 5.674 | 2.996 | 5.719 | 6.264 | 47.661 | 29.051 | 2.723 | 4.085 | 5.402 | 12.256 | 9.078 | 0.486 | 2.915 | 1.02 | 4.13 | 0.68 | 5.782 | 1.535 | 4.616 | 1.224 | 0.822 | 0.993 | 4.227 | 0.194 | 0.583 | 1.449 | 4.616 | 4.616 | 2.43 | 17.6 | 285 | 285 | 285 | 58 | 58 | 53 | 58 | 58 | 52 | 52 | 2 | 29.2 | 29.2 | 41.61 | 41.61 | 160 | 260 | 52 | 52 | 101 | 50 | 400 | 342 | 3.021 | 200 | 404 | 21 | 22 | 19 | 24 | 4.3 | 8 | 22.5 | 22.5 | 10 | 10 | 15 | 4 | 15 | 15 | 0.18 | 4 | 4 | 90 | 90 | 90 | 449 | 83 | 83 | 247 | 247 | 425 | 63.5 | 17 | 444 | 464 | 18.54 | 18.54 | 18.54 | 18.54 | 18.54 | 18.54 | 415 | 63.5 | 350 | 350 | 63.5 | 61.5 | 240 | 236 | 20 | 118 | 73 | 73 | 73 | 73
05/07/25 06:30 | 0 | 513 | 307 | 12.803 | 27.502 | 12.803 | 21.338 | 42.201 | 39.356 | 10.669 | 8.156 | 7.113 | 25.605 | 2.561 | 12.139 | 16.691 | 8.535 | 16.288 | 11.38 | 19.915 | 10.029 | 10.906 | 15.363 | 7.966 | 5.643 | 5.121 | 27.028 | 31.153 | 11.001 | 9.483 | 26.743 | 9.483 | 5.69 | 6.354 | 11.38 | 4.054 | 17.535 | 22.523 | 9.483 | 6.544 | 25.747 | 8.867 | 8.298 | 24.657 | 6.701 | 18.018 | 15.41 | 15.648 | 8.677 | 15.695 | 17.947 | 6.638 | 21.812 | 9.483 | 5.69 | 5.453 | 42.675 | 7.113 | 11.854 | 9.958 | 19.915 | 5.69 | 20.152 | 4.03 | 14.225 | 20.219 | 54.15 | 17.07 | 25.605 | 8.298 | 16.359 | 2.276 | 4.884 | 6.439 | 5.24 | 11.854 | 19.346 | 28.213 | 16.122 | 13.514 | 18.208 | 11.854 | 7.634 | 8.298 | 13.253 | 6.188 | 2.11 | 11.759 | 8.013 | 7.113 | 28.083 | 11.143 | 22.191 | 15.173 | 12.328 | 10.432 | 14.13 | 6.544 | 11.996 | 13.277 | 5.927 | 16.193 | 5.69 | 14.225 | 8.914 | 6.686 | 7.634 | 5.927 | 10.242 | 17.046 | 35.563 | 17.07 | 7.113 | 9.815 | 17.568 | 8.535 | 47.417 | 15.932 | 47.891 | 1.11 | 43.244 | 7.634 | 14.272 | 7.113 | 5.633 | 6.638 | 18.445 | 12.328 | 5.548 | 18.967 | 17.07 | 10.906 | 13.656 | 23.139 | 7.113 | 4.362 | 19.631 | 7.018 | 4.362 | 7.113 | 11.38 | 15.268 | 8.725 | 9.483 | 6.686 | 16.359 | 4.979 | 5.453 | 10.953 | 40.285 | 8.179 | 37.934 | 42.604 | 2.561 | 3.442 | 2.817 | 9.483 | 13.514 | 9.483 | 13.087 | 8.535 | 7.113 | 5.927 | 22.76 | 14.519 | 21.029 | 7.018 | 19.394 | 9.72 | 34.899 | 49.788 | 9.104 | 5.453 | 6.544 | 8.179 | 33.192 | 6.306 | 7.198 | 7.113 | 6.544 | 6.544 | 7.113 | 5.927 | 3.13 | 5.975 | 6.544 | 49.788 | 30.347 | 2.845 | 4.268 | 5.643 | 12.803 | 9.483 | 0.93 | 5.582 | 1.954 | 7.908 | 1.303 | 11.072 | 2.94 | 8.839 | 2.345 | 1.574 | 1.901 | 8.094 | 0.372 | 1.116 | 2.774 | 8.839 | 8.839 | 4.652 | 17.6 | 285 | 285 | 285 | 58 | 58 | 53 | 58 | 58 | 52 | 52 | 2 | 29.2 | 29.2 | 41.61 | 41.61 | 160 | 260 | 52 | 52 | 101 | 50 | 400 | 342 | 3.021 | 200 | 404 | 21 | 22 | 19 | 24 | 4.3 | 8 | 22.5 | 22.5 | 10 | 10 | 15 | 4 | 15 | 15 | 0.18 | 4 | 4 | 90 | 90 | 90 | 449 | 83 | 83 | 247 | 247 | 425 | 63.5 | 17 | 444 | 464 | 18.54 | 18.54 | 18.54 | 18.54 | 18.54 | 18.54 | 415 | 63.5 | 350 | 350 | 63.5 | 61.5 | 240 | 236 | 20 | 118 | 73 | 73 | 73 | 73
05/07/25 07:00 | 96.5 | 513.5 | 307 | 13.016 | 27.96 | 13.016 | 21.693 | 42.904 | 40.011 | 10.846 | 8.291 | 7.231 | 26.031 | 2.603 | 12.341 | 16.969 | 8.677 | 16.559 | 11.57 | 20.247 | 10.196 | 11.087 | 15.619 | 8.099 | 5.737 | 5.206 | 27.478 | 31.672 | 11.184 | 9.641 | 27.188 | 9.641 | 5.785 | 6.46 | 11.57 | 4.122 | 17.827 | 22.898 | 9.641 | 6.652 | 26.176 | 9.015 | 8.436 | 25.067 | 6.813 | 18.318 | 15.667 | 15.908 | 8.822 | 15.956 | 18.246 | 6.749 | 22.175 | 9.641 | 5.785 | 5.544 | 43.386 | 7.231 | 12.052 | 10.123 | 20.247 | 5.785 | 20.488 | 4.098 | 14.462 | 20.555 | 55.052 | 17.354 | 26.031 | 8.436 | 16.631 | 2.314 | 4.965 | 6.546 | 5.327 | 12.052 | 19.668 | 28.683 | 16.39 | 13.739 | 18.511 | 12.052 | 7.761 | 8.436 | 13.474 | 6.291 | 2.145 | 11.955 | 8.147 | 7.231 | 28.55 | 11.328 | 22.561 | 15.426 | 12.534 | 10.605 | 14.365 | 6.652 | 12.196 | 13.498 | 6.026 | 16.462 | 5.785 | 14.462 | 9.063 | 6.797 | 7.761 | 6.026 | 10.413 | 17.33 | 36.155 | 17.354 | 7.231 | 9.979 | 17.86 | 8.677 | 48.206 | 16.197 | 48.688 | 1.128 | 43.964 | 7.761 | 14.51 | 7.231 | 5.727 | 6.749 | 18.752 | 12.534 | 5.64 | 19.283 | 17.354 | 11.087 | 13.883 | 23.525 | 7.231 | 4.435 | 19.957 | 7.135 | 4.435 | 7.231 | 11.57 | 15.522 | 8.87 | 9.641 | 6.797 | 16.631 | 5.062 | 5.544 | 11.136 | 40.956 | 8.316 | 38.565 | 43.313 | 2.603 | 3.5 | 2.863 | 9.641 | 13.739 | 9.641 | 13.305 | 8.677 | 7.231 | 6.026 | 23.139 | 14.761 | 21.38 | 7.135 | 19.716 | 9.882 | 35.48 | 50.617 | 9.256 | 5.544 | 6.652 | 8.316 | 33.744 | 6.411 | 7.318 | 7.231 | 6.652 | 6.652 | 7.231 | 6.026 | 3.182 | 6.074 | 6.652 | 50.617 | 30.852 | 2.892 | 4.339 | 5.737 | 13.016 | 9.641 | 1.352 | 8.115 | 2.84 | 11.496 | 1.893 | 16.095 | 4.274 | 12.849 | 3.408 | 2.288 | 2.763 | 11.767 | 0.541 | 1.623 | 4.032 | 12.849 | 12.849 | 6.762 | 17.6 | 285 | 285 | 285 | 58 | 58 | 53 | 58 | 58 | 52 | 52 | 2 | 29.2 | 29.2 | 41.61 | 41.61 | 160 | 260 | 52 | 52 | 101 | 50 | 400 | 342 | 3.021 | 200 | 404 | 21 | 22 | 19 | 24 | 4.3 | 8 | 22.5 | 22.5 | 10 | 10 | 15 | 4 | 15 | 15 | 0.18 | 4 | 4 | 90 | 90 | 90 | 449 | 83 | 83 | 247 | 247 | 425 | 63.5 | 17 | 444 | 464 | 18.54 | 18.54 | 18.54 | 18.54 | 18.54 | 18.54 | 415 | 63.5 | 350 | 350 | 63.5 | 61.5 | 240 | 236 | 20 | 118 | 73 | 73 | 73 | 73
05/07/25 07:30 | 184.5 | 513.5 | 339 | 12.491 | 26.834 | 12.491 | 20.819 | 41.176 | 38.4 | 10.41 | 7.958 | 6.94 | 24.983 | 2.498 | 11.844 | 16.285 | 8.328 | 15.892 | 11.104 | 19.431 | 9.785 | 10.641 | 14.99 | 7.772 | 5.506 | 4.997 | 26.371 | 30.396 | 10.733 | 9.253 | 26.093 | 9.253 | 5.552 | 6.199 | 11.104 | 3.956 | 17.109 | 21.976 | 9.253 | 6.385 | 25.122 | 8.652 | 8.096 | 24.058 | 6.538 | 17.581 | 15.036 | 15.267 | 8.466 | 15.314 | 17.511 | 6.477 | 21.282 | 9.253 | 5.552 | 5.32 | 41.638 | 6.94 | 11.566 | 9.716 | 19.431 | 5.552 | 19.663 | 3.933 | 13.879 | 19.727 | 52.834 | 16.655 | 24.983 | 8.096 | 15.961 | 2.221 | 4.765 | 6.283 | 5.112 | 11.566 | 18.876 | 27.528 | 15.73 | 13.185 | 17.766 | 11.566 | 7.449 | 8.096 | 12.931 | 6.038 | 2.059 | 11.474 | 7.819 | 6.94 | 27.4 | 10.872 | 21.652 | 14.805 | 12.029 | 10.178 | 13.787 | 6.385 | 11.705 | 12.954 | 5.783 | 15.799 | 5.552 | 13.879 | 8.698 | 6.523 | 7.449 | 5.783 | 9.993 | 16.632 | 34.699 | 16.655 | 6.94 | 9.577 | 17.141 | 8.328 | 46.265 | 15.545 | 46.727 | 1.083 | 42.193 | 7.449 | 13.926 | 6.94 | 5.496 | 6.477 | 17.997 | 12.029 | 5.413 | 18.506 | 16.655 | 10.641 | 13.324 | 22.577 | 6.94 | 4.256 | 19.154 | 6.847 | 4.256 | 6.94 | 11.104 | 14.897 | 8.513 | 9.253 | 6.523 | 15.961 | 4.858 | 5.32 | 10.687 | 39.307 | 7.981 | 37.012 | 41.569 | 2.498 | 3.359 | 2.748 | 9.253 | 13.185 | 9.253 | 12.769 | 8.328 | 6.94 | 5.783 | 22.207 | 14.166 | 20.518 | 6.847 | 18.922 | 9.484 | 34.051 | 48.578 | 8.883 | 5.32 | 6.385 | 7.981 | 32.385 | 6.153 | 7.023 | 6.94 | 6.385 | 6.385 | 6.94 | 5.783 | 3.053 | 5.829 | 6.385 | 48.578 | 29.609 | 2.776 | 4.164 | 5.506 | 12.491 | 9.253 | 1.508 | 9.046 | 3.166 | 12.815 | 2.111 | 17.94 | 4.764 | 14.322 | 3.799 | 2.551 | 3.08 | 13.116 | 0.603 | 1.809 | 4.494 | 14.322 | 14.322 | 7.538 | 17.6 | 285 | 285 | 285 | 58 | 58 | 53 | 58 | 58 | 52 | 52 | 2 | 29.2 | 29.2 | 41.61 | 41.61 | 160 | 260 | 52 | 52 | 101 | 50 | 400 | 342 | 3.021 | 200 | 404 | 21 | 22 | 19 | 24 | 4.3 | 8 | 22.5 | 22.5 | 10 | 10 | 15 | 4 | 15 | 15 | 0.18 | 4 | 4 | 90 | 90 | 90 | 449 | 83 | 83 | 247 | 247 | 425 | 63.5 | 17 | 444 | 464 | 18.54 | 18.54 | 18.54 | 18.54 | 18.54 | 18.54 | 415 | 63.5 | 350 | 350 | 63.5 | 61.5 | 240 | 236 | 20 | 118 | 73 | 73 | 73 | 73
05/07/25 08:00 | 313.5 | 513 | 441.5 | 12.91 | 27.732 | 12.91 | 21.516 | 42.554 | 39.685 | 10.758 | 8.224 | 7.172 | 25.819 | 2.582 | 12.24 | 16.83 | 8.606 | 16.424 | 11.475 | 20.081 | 10.112 | 10.997 | 15.491 | 8.033 | 5.69 | 5.164 | 27.253 | 31.413 | 11.093 | 9.563 | 26.967 | 9.563 | 5.738 | 6.407 | 11.475 | 4.088 | 17.681 | 22.711 | 9.563 | 6.598 | 25.962 | 8.941 | 8.367 | 24.863 | 6.757 | 18.169 | 15.539 | 15.778 | 8.75 | 15.826 | 18.097 | 6.694 | 21.994 | 9.563 | 5.738 | 5.498 | 43.032 | 7.172 | 11.953 | 10.041 | 20.081 | 5.738 | 20.321 | 4.064 | 14.344 | 20.387 | 54.602 | 17.213 | 25.819 | 8.367 | 16.495 | 2.295 | 4.925 | 6.493 | 5.283 | 11.953 | 19.508 | 28.449 | 16.256 | 13.627 | 18.36 | 11.953 | 7.698 | 8.367 | 13.364 | 6.24 | 2.128 | 11.858 | 8.08 | 7.172 | 28.317 | 11.236 | 22.376 | 15.3 | 12.431 | 10.519 | 14.248 | 6.598 | 12.097 | 13.388 | 5.977 | 16.328 | 5.738 | 14.344 | 8.989 | 6.742 | 7.698 | 5.977 | 10.328 | 17.189 | 35.86 | 17.213 | 7.172 | 9.897 | 17.715 | 8.606 | 47.813 | 16.065 | 48.291 | 1.119 | 43.605 | 7.698 | 14.392 | 7.172 | 5.68 | 6.694 | 18.599 | 12.431 | 5.594 | 19.125 | 17.213 | 10.997 | 13.77 | 23.333 | 7.172 | 4.399 | 19.795 | 7.076 | 4.399 | 7.172 | 11.475 | 15.396 | 8.798 | 9.563 | 6.742 | 16.495 | 5.02 | 5.498 | 11.045 | 40.622 | 8.248 | 38.25 | 42.96 | 2.582 | 3.471 | 2.84 | 9.563 | 13.627 | 9.563 | 13.196 | 8.606 | 7.172 | 5.977 | 22.95 | 14.64 | 21.205 | 7.076 | 19.556 | 9.802 | 35.19 | 50.204 | 9.18 | 5.498 | 6.598 | 8.248 | 33.469 | 6.359 | 7.258 | 7.172 | 6.598 | 6.598 | 7.172 | 5.977 | 3.156 | 6.024 | 6.598 | 50.204 | 30.6 | 2.869 | 4.303 | 5.69 | 12.91 | 9.563 | 1.974 | 11.843 | 4.145 | 16.778 | 2.763 | 23.489 | 6.237 | 18.752 | 4.974 | 3.34 | 4.033 | 17.173 | 0.79 | 2.369 | 5.884 | 18.752 | 18.752 | 9.869 | 17.6 | 285 | 285 | 285 | 58 | 58 | 53 | 58 | 58 | 52 | 52 | 2 | 29.2 | 29.2 | 41.61 | 41.61 | 160 | 260 | 52 | 52 | 101 | 50 | 400 | 342 | 3.021 | 200 | 404 | 21 | 22 | 19 | 24 | 4.3 | 8 | 22.5 | 22.5 | 10 | 10 | 15 | 4 | 15 | 15 | 0.18 | 4 | 4 | 90 | 90 | 90 | 449 | 83 | 83 | 247 | 247 | 425 | 63.5 | 17 | 444 | 464 | 18.54 | 18.54 | 18.54 | 18.54 | 18.54 | 18.54 | 415 | 63.5 | 350 | 350 | 63.5 | 61.5 | 240 | 236 | 20 | 118 | 73 | 73 | 73 | 73
05/07/25 08:30 | 418.5 | 514 | 442 | 13.311 | 28.594 | 13.311 | 22.185 | 43.877 | 40.919 | 11.093 | 8.48 | 7.395 | 26.622 | 2.662 | 12.621 | 17.354 | 8.874 | 16.935 | 11.832 | 20.706 | 10.427 | 11.339 | 15.973 | 8.282 | 5.867 | 5.324 | 28.101 | 32.39 | 11.438 | 9.86 | 27.805 | 9.86 | 5.916 | 6.606 | 11.832 | 4.215 | 18.231 | 23.418 | 9.86 | 6.803 | 26.77 | 9.219 | 8.628 | 25.636 | 6.967 | 18.734 | 16.023 | 16.269 | 9.022 | 16.318 | 18.66 | 6.902 | 22.678 | 9.86 | 5.916 | 5.67 | 44.37 | 7.395 | 12.325 | 10.353 | 20.706 | 5.916 | 20.953 | 4.191 | 14.79 | 21.022 | 56.301 | 17.748 | 26.622 | 8.628 | 17.009 | 2.366 | 5.078 | 6.695 | 5.448 | 12.325 | 20.114 | 29.334 | 16.762 | 14.051 | 18.931 | 12.325 | 7.937 | 8.628 | 13.779 | 6.434 | 2.194 | 12.226 | 8.332 | 7.395 | 29.198 | 11.586 | 23.072 | 15.776 | 12.818 | 10.846 | 14.691 | 6.803 | 12.473 | 13.804 | 6.163 | 16.836 | 5.916 | 14.79 | 9.268 | 6.951 | 7.937 | 6.163 | 10.649 | 17.723 | 36.975 | 17.748 | 7.395 | 10.205 | 18.266 | 8.874 | 49.3 | 16.565 | 49.793 | 1.154 | 44.962 | 7.937 | 14.839 | 7.395 | 5.857 | 6.902 | 19.178 | 12.818 | 5.768 | 19.72 | 17.748 | 11.339 | 14.198 | 24.058 | 7.395 | 4.536 | 20.41 | 7.296 | 4.536 | 7.395 | 11.832 | 15.875 | 9.071 | 9.86 | 6.951 | 17.009 | 5.177 | 5.67 | 11.388 | 41.885 | 8.504 | 39.44 | 44.296 | 2.662 | 3.579 | 2.928 | 9.86 | 14.051 | 9.86 | 13.607 | 8.874 | 7.395 | 6.163 | 23.664 | 15.096 | 21.865 | 7.296 | 20.164 | 10.107 | 36.285 | 51.765 | 9.466 | 5.67 | 6.803 | 8.504 | 34.51 | 6.557 | 7.484 | 7.395 | 6.803 | 6.803 | 7.395 | 6.163 | 3.254 | 6.212 | 6.803 | 51.765 | 31.552 | 2.958 | 4.437 | 5.867 | 13.311 | 9.86 | 2.438 | 14.626 | 5.119 | 20.72 | 3.413 | 29.009 | 7.703 | 23.158 | 6.143 | 4.125 | 4.98 | 21.208 | 0.975 | 2.925 | 7.267 | 23.158 | 23.158 | 12.188 | 17.6 | 285 | 285 | 285 | 58 | 58 | 53 | 58 | 58 | 52 | 52 | 2 | 29.2 | 29.2 | 41.61 | 41.61 | 160 | 260 | 52 | 52 | 101 | 50 | 400 | 342 | 3.021 | 200 | 404 | 21 | 22 | 19 | 24 | 4.3 | 8 | 22.5 | 22.5 | 10 | 10 | 15 | 4 | 15 | 15 | 0.18 | 4 | 4 | 90 | 90 | 90 | 449 | 83 | 83 | 247 | 247 | 425 | 63.5 | 17 | 444 | 464 | 18.54 | 18.54 | 18.54 | 18.54 | 18.54 | 18.54 | 415 | 63.5 | 350 | 350 | 63.5 | 61.5 | 240 | 236 | 20 | 118 | 73 | 73 | 73 | 73
05/07/25 09:00 | 457.5 | 513.5 | 442 | 13.487 | 28.972 | 13.487 | 22.478 | 44.457 | 41.459 | 11.239 | 8.592 | 7.493 | 26.974 | 2.697 | 12.788 | 17.583 | 8.991 | 17.158 | 11.988 | 20.98 | 10.565 | 11.489 | 16.184 | 8.392 | 5.944 | 5.395 | 28.472 | 32.818 | 11.589 | 9.99 | 28.172 | 9.99 | 5.994 | 6.693 | 11.988 | 4.271 | 18.472 | 23.727 | 9.99 | 6.893 | 27.124 | 9.341 | 8.741 | 25.975 | 7.059 | 18.981 | 16.234 | 16.484 | 9.141 | 16.534 | 18.907 | 6.993 | 22.978 | 9.99 | 5.994 | 5.744 | 44.956 | 7.493 | 12.488 | 10.49 | 20.98 | 5.994 | 21.229 | 4.246 | 14.985 | 21.299 | 57.044 | 17.982 | 26.974 | 8.741 | 17.233 | 2.398 | 5.145 | 6.783 | 5.52 | 12.488 | 20.38 | 29.721 | 16.983 | 14.236 | 19.181 | 12.488 | 8.042 | 8.741 | 13.961 | 6.519 | 2.223 | 12.388 | 8.442 | 7.493 | 29.584 | 11.739 | 23.377 | 15.984 | 12.987 | 10.989 | 14.885 | 6.893 | 12.638 | 13.986 | 6.244 | 17.058 | 5.994 | 14.985 | 9.391 | 7.043 | 8.042 | 6.244 | 10.789 | 17.957 | 37.463 | 17.982 | 7.493 | 10.34 | 18.507 | 8.991 | 49.951 | 16.784 | 50.451 | 1.169 | 45.555 | 8.042 | 15.035 | 7.493 | 5.934 | 6.993 | 19.431 | 12.987 | 5.844 | 19.98 | 17.982 | 11.489 | 14.386 | 24.376 | 7.493 | 4.596 | 20.68 | 7.393 | 4.596 | 7.493 | 11.988 | 16.084 | 9.191 | 9.99 | 7.043 | 17.233 | 5.245 | 5.744 | 11.539 | 42.439 | 8.617 | 39.961 | 44.881 | 2.697 | 3.626 | 2.967 | 9.99 | 14.236 | 9.99 | 13.787 | 8.991 | 7.493 | 6.244 | 23.977 | 15.295 | 22.153 | 7.393 | 20.43 | 10.24 | 36.764 | 52.449 | 9.591 | 5.744 | 6.893 | 8.617 | 34.966 | 6.644 | 7.583 | 7.493 | 6.893 | 6.893 | 7.493 | 6.244 | 3.297 | 6.294 | 6.893 | 52.449 | 31.969 | 2.997 | 4.496 | 5.944 | 13.487 | 9.99 | 3.282 | 19.69 | 6.891 | 27.894 | 4.594 | 39.051 | 10.37 | 31.175 | 8.27 | 5.552 | 6.704 | 28.55 | 1.313 | 3.938 | 9.782 | 31.175 | 31.175 | 16.408 | 17.6 | 285 | 285 | 285 | 58 | 58 | 53 | 58 | 58 | 52 | 52 | 2 | 29.2 | 29.2 | 41.61 | 41.61 | 160 | 260 | 52 | 52 | 101 | 50 | 400 | 342 | 3.021 | 200 | 404 | 21 | 22 | 19 | 24 | 4.3 | 8 | 22.5 | 22.5 | 10 | 10 | 15 | 4 | 15 | 15 | 0.18 | 4 | 4 | 90 | 90 | 90 | 449 | 83 | 83 | 247 | 247 | 425 | 63.5 | 17 | 444 | 464 | 18.54 | 18.54 | 18.54 | 18.54 | 18.54 | 18.54 | 415 | 63.5 | 350 | 350 | 63.5 | 61.5 | 240 | 236 | 20 | 118 | 73 | 73 | 73 | 73
05/07/25 09:30 | 448 | 513 | 442 | 13.728 | 29.49 | 13.728 | 22.88 | 45.251 | 42.201 | 11.44 | 8.745 | 7.627 | 27.456 | 2.746 | 13.016 | 17.897 | 9.152 | 17.465 | 12.203 | 21.355 | 10.754 | 11.694 | 16.474 | 8.542 | 6.05 | 5.491 | 28.981 | 33.405 | 11.796 | 10.169 | 28.676 | 10.169 | 6.101 | 6.813 | 12.203 | 4.347 | 18.802 | 24.151 | 10.169 | 7.017 | 27.608 | 9.508 | 8.898 | 26.439 | 7.185 | 19.321 | 16.524 | 16.779 | 9.305 | 16.829 | 19.245 | 7.118 | 23.388 | 10.169 | 6.101 | 5.847 | 45.76 | 7.627 | 12.711 | 10.677 | 21.355 | 6.101 | 21.609 | 4.322 | 15.253 | 21.68 | 58.064 | 18.304 | 27.456 | 8.898 | 17.541 | 2.441 | 5.237 | 6.905 | 5.618 | 12.711 | 20.745 | 30.252 | 17.287 | 14.491 | 19.524 | 12.711 | 8.186 | 8.898 | 14.211 | 6.635 | 2.263 | 12.609 | 8.593 | 7.627 | 30.113 | 11.948 | 23.795 | 16.27 | 13.22 | 11.186 | 15.152 | 7.017 | 12.864 | 14.236 | 6.356 | 17.363 | 6.101 | 15.253 | 9.559 | 7.169 | 8.186 | 6.356 | 10.982 | 18.279 | 38.133 | 18.304 | 7.627 | 10.525 | 18.838 | 9.152 | 50.844 | 17.084 | 51.353 | 1.19 | 46.37 | 8.186 | 15.304 | 7.627 | 6.04 | 7.118 | 19.778 | 13.22 | 5.949 | 20.338 | 18.304 | 11.694 | 14.643 | 24.812 | 7.627 | 4.678 | 21.05 | 7.525 | 4.678 | 7.627 | 12.203 | 16.372 | 9.355 | 10.169 | 7.169 | 17.541 | 5.339 | 5.847 | 11.745 | 43.197 | 8.771 | 40.675 | 45.684 | 2.746 | 3.691 | 3.02 | 10.169 | 14.491 | 10.169 | 14.033 | 9.152 | 7.627 | 6.356 | 24.405 | 15.569 | 22.549 | 7.525 | 20.795 | 10.423 | 37.421 | 53.387 | 9.762 | 5.847 | 7.017 | 8.771 | 35.591 | 6.762 | 7.718 | 7.627 | 7.017 | 7.017 | 7.627 | 6.356 | 3.356 | 6.406 | 7.017 | 53.387 | 32.54 | 3.051 | 4.576 | 6.05 | 13.728 | 10.169 | 4.049 | 24.291 | 8.502 | 34.413 | 5.668 | 48.178 | 12.793 | 38.461 | 10.202 | 6.85 | 8.271 | 35.222 | 1.619 | 4.858 | 12.069 | 38.461 | 38.461 | 20.243 | 17.6 | 285 | 285 | 285 | 58 | 58 | 53 | 58 | 58 | 52 | 52 | 2 | 29.2 | 29.2 | 41.61 | 41.61 | 160 | 260 | 52 | 52 | 101 | 50 | 400 | 342 | 3.021 | 200 | 404 | 21 | 22 | 19 | 24 | 4.3 | 8 | 22.5 | 22.5 | 10 | 10 | 15 | 4 | 15 | 15 | 0.18 | 4 | 4 | 90 | 90 | 90 | 449 | 83 | 83 | 247 | 247 | 425 | 63.5 | 17 | 444 | 464 | 18.54 | 18.54 | 18.54 | 18.54 | 18.54 | 18.54 | 415 | 63.5 | 350 | 350 | 63.5 | 61.5 | 240 | 236 | 20 | 118 | 73 | 73 | 73 | 73
05/07/25 10:00 | 427 | 513.5 | 442 | 13.825 | 29.698 | 13.825 | 23.042 | 45.572 | 42.499 | 11.521 | 8.807 | 7.681 | 27.65 | 2.765 | 13.108 | 18.024 | 9.217 | 17.589 | 12.289 | 21.506 | 10.83 | 11.777 | 16.59 | 8.602 | 6.093 | 5.53 | 29.186 | 33.641 | 11.879 | 10.241 | 28.879 | 10.241 | 6.144 | 6.861 | 12.289 | 4.378 | 18.935 | 24.322 | 10.241 | 7.066 | 27.804 | 9.575 | 8.961 | 26.626 | 7.236 | 19.458 | 16.641 | 16.897 | 9.37 | 16.949 | 19.381 | 7.169 | 23.554 | 10.241 | 6.144 | 5.888 | 46.084 | 7.681 | 12.801 | 10.753 | 21.506 | 6.144 | 21.762 | 4.352 | 15.361 | 21.833 | 58.475 | 18.433 | 27.65 | 8.961 | 17.665 | 2.458 | 5.274 | 6.954 | 5.658 | 12.801 | 20.891 | 30.466 | 17.409 | 14.593 | 19.662 | 12.801 | 8.244 | 8.961 | 14.312 | 6.682 | 2.279 | 12.699 | 8.653 | 7.681 | 30.326 | 12.033 | 23.964 | 16.385 | 13.313 | 11.265 | 15.259 | 7.066 | 12.955 | 14.337 | 6.401 | 17.486 | 6.144 | 15.361 | 9.626 | 7.22 | 8.244 | 6.401 | 11.06 | 18.408 | 38.403 | 18.433 | 7.681 | 10.599 | 18.971 | 9.217 | 51.204 | 17.205 | 51.716 | 1.198 | 46.698 | 8.244 | 15.412 | 7.681 | 6.083 | 7.169 | 19.918 | 13.313 | 5.991 | 20.482 | 18.433 | 11.777 | 14.747 | 24.988 | 7.681 | 4.711 | 21.199 | 7.578 | 4.711 | 7.681 | 12.289 | 16.488 | 9.422 | 10.241 | 7.22 | 17.665 | 5.376 | 5.888 | 11.828 | 43.503 | 8.833 | 40.963 | 46.007 | 2.765 | 3.717 | 3.042 | 10.241 | 14.593 | 10.241 | 14.132 | 9.217 | 7.681 | 6.401 | 24.578 | 15.679 | 22.709 | 7.578 | 20.942 | 10.497 | 37.686 | 53.764 | 9.831 | 5.888 | 7.066 | 8.833 | 35.843 | 6.81 | 7.773 | 7.681 | 7.066 | 7.066 | 7.681 | 6.401 | 3.379 | 6.452 | 7.066 | 53.764 | 32.771 | 3.072 | 4.608 | 6.093 | 13.825 | 10.241 | 5.31 | 31.857 | 11.15 | 45.131 | 7.433 | 63.184 | 16.778 | 50.441 | 13.38 | 8.984 | 10.847 | 46.193 | 2.124 | 6.371 | 15.828 | 50.441 | 50.441 | 26.548 | 17.6 | 285 | 285 | 285 | 58 | 58 | 53 | 58 | 58 | 52 | 52 | 2 | 29.2 | 29.2 | 41.61 | 41.61 | 160 | 260 | 52 | 52 | 101 | 50 | 400 | 342 | 3.021 | 200 | 404 | 21 | 22 | 19 | 24 | 4.3 | 8 | 22.5 | 22.5 | 10 | 10 | 15 | 4 | 15 | 15 | 0.18 | 4 | 4 | 90 | 90 | 90 | 449 | 83 | 83 | 247 | 247 | 425 | 63.5 | 17 | 444 | 464 | 18.54 | 18.54 | 18.54 | 18.54 | 18.54 | 18.54 | 415 | 63.5 | 350 | 350 | 63.5 | 61.5 | 240 | 236 | 20 | 118 | 73 | 73 | 73 | 73
05/07/25 10:30 | 510.5 | 414 | 442 | 14.66 | 31.492 | 14.66 | 24.433 | 48.324 | 45.066 | 12.217 | 9.339 | 8.144 | 29.32 | 2.932 | 13.9 | 19.112 | 9.773 | 18.651 | 13.031 | 22.805 | 11.484 | 12.488 | 17.592 | 9.122 | 6.461 | 5.864 | 30.949 | 35.673 | 12.597 | 10.859 | 30.623 | 10.859 | 6.516 | 7.276 | 13.031 | 4.642 | 20.079 | 25.791 | 10.859 | 7.493 | 29.483 | 10.153 | 9.502 | 28.234 | 7.673 | 20.633 | 17.646 | 17.918 | 9.936 | 17.972 | 20.551 | 7.602 | 24.976 | 10.859 | 6.516 | 6.244 | 48.867 | 8.144 | 13.574 | 11.402 | 22.805 | 6.516 | 23.076 | 4.615 | 16.289 | 23.152 | 62.007 | 19.547 | 29.32 | 9.502 | 18.732 | 2.606 | 5.593 | 7.373 | 6 | 13.574 | 22.153 | 32.306 | 18.461 | 15.475 | 20.85 | 13.574 | 8.742 | 9.502 | 15.176 | 7.086 | 2.416 | 13.466 | 9.176 | 8.144 | 32.157 | 12.76 | 25.411 | 17.375 | 14.117 | 11.945 | 16.18 | 7.493 | 13.737 | 15.203 | 6.787 | 18.542 | 6.516 | 16.289 | 10.208 | 7.656 | 8.742 | 6.787 | 11.728 | 19.52 | 40.722 | 19.547 | 8.144 | 11.239 | 20.117 | 9.773 | 54.297 | 18.244 | 54.84 | 1.271 | 49.518 | 8.742 | 16.343 | 8.144 | 6.45 | 7.602 | 21.121 | 14.117 | 6.353 | 21.719 | 19.547 | 12.488 | 15.637 | 26.497 | 8.144 | 4.995 | 22.479 | 8.036 | 4.995 | 8.144 | 13.031 | 17.483 | 9.991 | 10.859 | 7.656 | 18.732 | 5.701 | 6.244 | 12.542 | 46.13 | 9.366 | 43.437 | 48.785 | 2.932 | 3.942 | 3.225 | 10.859 | 15.475 | 10.859 | 14.986 | 9.773 | 8.144 | 6.787 | 26.062 | 16.626 | 24.081 | 8.036 | 22.207 | 11.131 | 39.962 | 57.011 | 10.425 | 6.244 | 7.493 | 9.366 | 38.008 | 7.221 | 8.242 | 8.144 | 7.493 | 7.493 | 8.144 | 6.787 | 3.584 | 6.841 | 7.493 | 57.011 | 34.75 | 3.258 | 4.887 | 6.461 | 14.66 | 10.859 | 6.082 | 36.494 | 12.773 | 51.7 | 8.515 | 72.38 | 19.22 | 57.782 | 15.328 | 10.291 | 12.426 | 52.916 | 2.433 | 7.299 | 18.131 | 57.782 | 57.782 | 30.412 | 17.6 | 285 | 285 | 285 | 58 | 58 | 53 | 58 | 58 | 52 | 52 | 2 | 29.2 | 29.2 | 41.61 | 41.61 | 160 | 260 | 52 | 52 | 101 | 50 | 400 | 342 | 3.021 | 200 | 404 | 21 | 22 | 19 | 24 | 4.3 | 8 | 22.5 | 22.5 | 10 | 10 | 15 | 4 | 15 | 15 | 0.18 | 4 | 4 | 90 | 90 | 90 | 449 | 83 | 83 | 247 | 247 | 425 | 63.5 | 17 | 444 | 464 | 18.54 | 18.54 | 18.54 | 18.54 | 18.54 | 18.54 | 415 | 63.5 | 350 | 350 | 63.5 | 61.5 | 240 | 236 | 20 | 118 | 73 | 73 | 73 | 73
05/07/25 11:00 | 499.5 | 438 | 442 | 14.536 | 31.226 | 14.536 | 24.227 | 47.916 | 44.686 | 12.114 | 9.26 | 8.076 | 29.073 | 2.907 | 13.783 | 18.951 | 9.691 | 18.493 | 12.921 | 22.612 | 11.387 | 12.383 | 17.444 | 9.045 | 6.407 | 5.815 | 30.688 | 35.372 | 12.491 | 10.768 | 30.365 | 10.768 | 6.461 | 7.214 | 12.921 | 4.603 | 19.909 | 25.573 | 10.768 | 7.43 | 29.234 | 10.068 | 9.422 | 27.996 | 7.608 | 20.459 | 17.497 | 17.767 | 9.852 | 17.821 | 20.378 | 7.537 | 24.766 | 10.768 | 6.461 | 6.191 | 48.455 | 8.076 | 13.46 | 11.306 | 22.612 | 6.461 | 22.881 | 4.576 | 16.152 | 22.957 | 61.483 | 19.382 | 29.073 | 9.422 | 18.574 | 2.584 | 5.545 | 7.311 | 5.949 | 13.46 | 21.966 | 32.034 | 18.305 | 15.344 | 20.674 | 13.46 | 8.668 | 9.422 | 15.048 | 7.026 | 2.396 | 13.352 | 9.099 | 8.076 | 31.886 | 12.652 | 25.196 | 17.228 | 13.998 | 11.844 | 16.044 | 7.43 | 13.621 | 15.075 | 6.73 | 18.386 | 6.461 | 16.152 | 10.122 | 7.591 | 8.668 | 6.73 | 11.629 | 19.355 | 40.379 | 19.382 | 8.076 | 11.145 | 19.947 | 9.691 | 53.838 | 18.09 | 54.377 | 1.26 | 49.101 | 8.668 | 16.205 | 8.076 | 6.396 | 7.537 | 20.943 | 13.998 | 6.299 | 21.535 | 19.382 | 12.383 | 15.505 | 26.273 | 8.076 | 4.953 | 22.289 | 7.968 | 4.953 | 8.076 | 12.921 | 17.336 | 9.906 | 10.768 | 7.591 | 18.574 | 5.653 | 6.191 | 12.437 | 45.741 | 9.287 | 43.071 | 48.374 | 2.907 | 3.909 | 3.198 | 10.768 | 15.344 | 10.768 | 14.859 | 9.691 | 8.076 | 6.73 | 25.842 | 16.485 | 23.877 | 7.968 | 22.02 | 11.037 | 39.625 | 56.53 | 10.337 | 6.191 | 7.43 | 9.287 | 37.687 | 7.161 | 8.173 | 8.076 | 7.43 | 7.43 | 8.076 | 6.73 | 3.553 | 6.784 | 7.43 | 56.53 | 34.457 | 3.23 | 4.845 | 6.407 | 14.536 | 10.768 | 7.135 | 42.812 | 14.984 | 60.651 | 9.99 | 84.911 | 22.548 | 67.786 | 17.981 | 12.073 | 14.578 | 62.078 | 2.854 | 8.562 | 21.271 | 67.786 | 67.786 | 35.677 | 17.6 | 285 | 285 | 285 | 58 | 58 | 53 | 58 | 58 | 52 | 52 | 2 | 29.2 | 29.2 | 41.61 | 41.61 | 160 | 260 | 52 | 52 | 101 | 50 | 400 | 342 | 3.021 | 200 | 404 | 21 | 22 | 19 | 24 | 4.3 | 8 | 22.5 | 22.5 | 10 | 10 | 15 | 4 | 15 | 15 | 0.18 | 4 | 4 | 90 | 90 | 90 | 449 | 83 | 83 | 247 | 247 | 425 | 63.5 | 17 | 444 | 464 | 18.54 | 18.54 | 18.54 | 18.54 | 18.54 | 18.54 | 415 | 63.5 | 350 | 350 | 63.5 | 61.5 | 240 | 236 | 20 | 118 | 73 | 73 | 73 | 73
05/07/25 11:30 | 422 | 513.5 | 442 | 14.365 | 30.858 | 14.365 | 23.942 | 47.351 | 44.159 | 11.971 | 9.151 | 7.981 | 28.73 | 2.873 | 13.62 | 18.728 | 9.577 | 18.275 | 12.769 | 22.346 | 11.253 | 12.237 | 17.238 | 8.938 | 6.331 | 5.746 | 30.326 | 34.955 | 12.343 | 10.641 | 30.007 | 10.641 | 6.384 | 7.129 | 12.769 | 4.549 | 19.675 | 25.272 | 10.641 | 7.342 | 28.89 | 9.949 | 9.311 | 27.666 | 7.519 | 20.217 | 17.291 | 17.557 | 9.736 | 17.61 | 20.138 | 7.449 | 24.474 | 10.641 | 6.384 | 6.118 | 47.883 | 7.981 | 13.301 | 11.173 | 22.346 | 6.384 | 22.612 | 4.522 | 15.961 | 22.686 | 60.759 | 19.153 | 28.73 | 9.311 | 18.355 | 2.554 | 5.48 | 7.225 | 5.879 | 13.301 | 21.707 | 31.656 | 18.089 | 15.163 | 20.43 | 13.301 | 8.566 | 9.311 | 14.87 | 6.943 | 2.368 | 13.195 | 8.991 | 7.981 | 31.51 | 12.503 | 24.899 | 17.025 | 13.833 | 11.705 | 15.855 | 7.342 | 13.461 | 14.897 | 6.65 | 18.169 | 6.384 | 15.961 | 10.002 | 7.502 | 8.566 | 6.65 | 11.492 | 19.127 | 39.903 | 19.153 | 7.981 | 11.013 | 19.712 | 9.577 | 53.204 | 17.876 | 53.736 | 1.245 | 48.522 | 8.566 | 16.014 | 7.981 | 6.321 | 7.449 | 20.696 | 13.833 | 6.225 | 21.281 | 19.153 | 12.237 | 15.323 | 25.963 | 7.981 | 4.895 | 22.026 | 7.874 | 4.895 | 7.981 | 12.769 | 17.132 | 9.789 | 10.641 | 7.502 | 18.355 | 5.586 | 6.118 | 12.29 | 45.202 | 9.178 | 42.563 | 47.804 | 2.873 | 3.863 | 3.16 | 10.641 | 15.163 | 10.641 | 14.684 | 9.577 | 7.981 | 6.65 | 25.538 | 16.291 | 23.596 | 7.874 | 21.76 | 10.907 | 39.158 | 55.864 | 10.215 | 6.118 | 7.342 | 9.178 | 37.243 | 7.076 | 8.076 | 7.981 | 7.342 | 7.342 | 7.981 | 6.65 | 3.511 | 6.704 | 7.342 | 55.864 | 34.05 | 3.192 | 4.788 | 6.331 | 14.365 | 10.641 | 7.918 | 47.507 | 16.628 | 67.302 | 11.085 | 94.223 | 25.021 | 75.22 | 19.953 | 13.397 | 16.176 | 68.886 | 3.167 | 9.501 | 23.603 | 75.22 | 75.22 | 39.59 | 17.6 | 285 | 285 | 285 | 58 | 58 | 53 | 58 | 58 | 52 | 52 | 2 | 29.2 | 29.2 | 41.61 | 41.61 | 160 | 260 | 52 | 52 | 101 | 50 | 400 | 342 | 3.021 | 200 | 404 | 21 | 22 | 19 | 24 | 4.3 | 8 | 22.5 | 22.5 | 10 | 10 | 15 | 4 | 15 | 15 | 0.18 | 4 | 4 | 90 | 90 | 90 | 449 | 83 | 83 | 247 | 247 | 425 | 63.5 | 17 | 444 | 464 | 18.54 | 18.54 | 18.54 | 18.54 | 18.54 | 18.54 | 415 | 63.5 | 350 | 350 | 63.5 | 61.5 | 240 | 236 | 20 | 118 | 73 | 73 | 73 | 73
05/07/25 12:00 | 396 | 513.5 | 442 | 14.132 | 30.357 | 14.132 | 23.553 | 46.582 | 43.442 | 11.776 | 9.002 | 7.851 | 28.263 | 2.826 | 13.399 | 18.424 | 9.421 | 17.979 | 12.561 | 21.983 | 11.07 | 12.038 | 16.958 | 8.793 | 6.228 | 5.653 | 29.834 | 34.387 | 12.143 | 10.468 | 29.519 | 10.468 | 6.281 | 7.013 | 12.561 | 4.475 | 19.355 | 24.861 | 10.468 | 7.223 | 28.42 | 9.787 | 9.159 | 27.217 | 7.397 | 19.889 | 17.01 | 17.272 | 9.578 | 17.324 | 19.811 | 7.328 | 24.076 | 10.468 | 6.281 | 6.019 | 47.106 | 7.851 | 13.085 | 10.991 | 21.983 | 6.281 | 22.244 | 4.449 | 15.702 | 22.318 | 59.772 | 18.842 | 28.263 | 9.159 | 18.057 | 2.512 | 5.391 | 7.108 | 5.784 | 13.085 | 21.355 | 31.142 | 17.795 | 14.917 | 20.098 | 13.085 | 8.427 | 9.159 | 14.629 | 6.83 | 2.329 | 12.98 | 8.845 | 7.851 | 30.998 | 12.3 | 24.495 | 16.749 | 13.608 | 11.515 | 15.597 | 7.223 | 13.242 | 14.655 | 6.542 | 17.874 | 6.281 | 15.702 | 9.84 | 7.38 | 8.427 | 6.542 | 11.305 | 18.816 | 39.255 | 18.842 | 7.851 | 10.834 | 19.392 | 9.421 | 52.339 | 17.586 | 52.863 | 1.225 | 47.734 | 8.427 | 15.754 | 7.851 | 6.218 | 7.328 | 20.36 | 13.608 | 6.124 | 20.936 | 18.842 | 12.038 | 15.074 | 25.542 | 7.851 | 4.815 | 21.669 | 7.746 | 4.815 | 7.851 | 12.561 | 16.853 | 9.63 | 10.468 | 7.38 | 18.057 | 5.496 | 6.019 | 12.09 | 44.468 | 9.029 | 41.872 | 47.027 | 2.826 | 3.8 | 3.109 | 10.468 | 14.917 | 10.468 | 14.446 | 9.421 | 7.851 | 6.542 | 25.123 | 16.026 | 23.213 | 7.746 | 21.407 | 10.73 | 38.522 | 54.956 | 10.049 | 6.019 | 7.223 | 9.029 | 36.638 | 6.961 | 7.945 | 7.851 | 7.223 | 7.223 | 7.851 | 6.542 | 3.454 | 6.595 | 7.223 | 54.956 | 33.497 | 3.14 | 4.711 | 6.228 | 14.132 | 10.468 | 8.545 | 51.271 | 17.945 | 72.633 | 11.963 | 101.687 | 27.003 | 81.178 | 21.534 | 14.458 | 17.458 | 74.342 | 3.418 | 10.254 | 25.473 | 81.178 | 81.178 | 42.725 | 17.6 | 285 | 285 | 285 | 58 | 58 | 53 | 58 | 58 | 52 | 52 | 2 | 29.2 | 29.2 | 41.61 | 41.61 | 160 | 260 | 52 | 52 | 101 | 50 | 400 | 342 | 3.021 | 200 | 404 | 21 | 22 | 19 | 24 | 4.3 | 8 | 22.5 | 22.5 | 10 | 10 | 15 | 4 | 15 | 15 | 0.18 | 4 | 4 | 90 | 90 | 90 | 449 | 83 | 83 | 247 | 247 | 425 | 63.5 | 17 | 444 | 464 | 18.54 | 18.54 | 18.54 | 18.54 | 18.54 | 18.54 | 415 | 63.5 | 350 | 350 | 63.5 | 61.5 | 240 | 236 | 20 | 118 | 73 | 73 | 73 | 73
05/07/25 12:30 | 406.5 | 513 | 442 | 14.212 | 30.529 | 14.212 | 23.686 | 46.846 | 43.688 | 11.843 | 9.053 | 7.895 | 28.423 | 2.842 | 13.475 | 18.528 | 9.474 | 18.08 | 12.633 | 22.107 | 11.132 | 12.106 | 17.054 | 8.843 | 6.264 | 5.685 | 30.002 | 34.582 | 12.211 | 10.527 | 29.686 | 10.527 | 6.316 | 7.053 | 12.633 | 4.5 | 19.465 | 25.002 | 10.527 | 7.264 | 28.581 | 9.843 | 9.211 | 27.371 | 7.438 | 20.002 | 17.107 | 17.37 | 9.632 | 17.422 | 19.923 | 7.369 | 24.212 | 10.527 | 6.316 | 6.053 | 47.372 | 7.895 | 13.159 | 11.053 | 22.107 | 6.316 | 22.37 | 4.474 | 15.791 | 22.444 | 60.11 | 18.949 | 28.423 | 9.211 | 18.159 | 2.527 | 5.421 | 7.148 | 5.816 | 13.159 | 21.475 | 31.318 | 17.896 | 15.001 | 20.212 | 13.159 | 8.474 | 9.211 | 14.712 | 6.869 | 2.342 | 13.054 | 8.895 | 7.895 | 31.173 | 12.369 | 24.633 | 16.843 | 13.685 | 11.58 | 15.685 | 7.264 | 13.317 | 14.738 | 6.579 | 17.975 | 6.316 | 15.791 | 9.895 | 7.422 | 8.474 | 6.579 | 11.369 | 18.923 | 39.477 | 18.949 | 7.895 | 10.896 | 19.501 | 9.474 | 52.636 | 17.686 | 53.162 | 1.232 | 48.004 | 8.474 | 15.843 | 7.895 | 6.253 | 7.369 | 20.475 | 13.685 | 6.158 | 21.054 | 18.949 | 12.106 | 15.159 | 25.686 | 7.895 | 4.842 | 21.791 | 7.79 | 4.842 | 7.895 | 12.633 | 16.949 | 9.685 | 10.527 | 7.422 | 18.159 | 5.527 | 6.053 | 12.159 | 44.719 | 9.08 | 42.108 | 47.293 | 2.842 | 3.821 | 3.127 | 10.527 | 15.001 | 10.527 | 14.527 | 9.474 | 7.895 | 6.579 | 25.265 | 16.117 | 23.344 | 7.79 | 21.528 | 10.79 | 38.74 | 55.267 | 10.106 | 6.053 | 7.264 | 9.08 | 36.845 | 7.001 | 7.99 | 7.895 | 7.264 | 7.264 | 7.895 | 6.579 | 3.474 | 6.632 | 7.264 | 55.267 | 33.687 | 3.158 | 4.737 | 6.264 | 14.212 | 10.527 | 8.652 | 51.914 | 18.17 | 73.544 | 12.113 | 102.962 | 27.341 | 82.197 | 21.804 | 14.64 | 17.677 | 75.275 | 3.461 | 10.383 | 25.792 | 82.197 | 82.197 | 43.261 | 17.6 | 285 | 285 | 285 | 58 | 58 | 53 | 58 | 58 | 52 | 52 | 2 | 29.2 | 29.2 | 41.61 | 41.61 | 160 | 260 | 52 | 52 | 101 | 50 | 400 | 342 | 3.021 | 200 | 404 | 21 | 22 | 19 | 24 | 4.3 | 8 | 22.5 | 22.5 | 10 | 10 | 15 | 4 | 15 | 15 | 0.18 | 4 | 4 | 90 | 90 | 90 | 449 | 83 | 83 | 247 | 247 | 425 | 63.5 | 17 | 444 | 464 | 18.54 | 18.54 | 18.54 | 18.54 | 18.54 | 18.54 | 415 | 63.5 | 350 | 350 | 63.5 | 61.5 | 240 | 236 | 20 | 118 | 73 | 73 | 73 | 73
05/07/25 13:00 | 476 | 513 | 442 | 13.957 | 29.983 | 13.957 | 23.262 | 46.008 | 42.906 | 11.631 | 8.891 | 7.754 | 27.915 | 2.791 | 13.234 | 18.196 | 9.305 | 17.757 | 12.407 | 21.712 | 10.933 | 11.89 | 16.749 | 8.685 | 6.152 | 5.583 | 29.466 | 33.963 | 11.993 | 10.339 | 29.156 | 10.339 | 6.203 | 6.927 | 12.407 | 4.42 | 19.117 | 24.555 | 10.339 | 7.134 | 28.07 | 9.667 | 9.046 | 26.881 | 7.305 | 19.644 | 16.801 | 17.059 | 9.46 | 17.111 | 19.566 | 7.237 | 23.779 | 10.339 | 6.203 | 5.945 | 46.525 | 7.754 | 12.924 | 10.856 | 21.712 | 6.203 | 21.97 | 4.394 | 15.508 | 22.042 | 59.035 | 18.61 | 27.915 | 9.046 | 17.835 | 2.481 | 5.325 | 7.02 | 5.712 | 12.924 | 21.091 | 30.758 | 17.576 | 14.733 | 19.851 | 12.924 | 8.323 | 9.046 | 14.449 | 6.746 | 2.3 | 12.82 | 8.736 | 7.754 | 30.616 | 12.148 | 24.193 | 16.542 | 13.441 | 11.373 | 15.405 | 7.134 | 13.079 | 14.474 | 6.462 | 17.654 | 6.203 | 15.508 | 9.719 | 7.289 | 8.323 | 6.462 | 11.166 | 18.584 | 38.771 | 18.61 | 7.754 | 10.701 | 19.153 | 9.305 | 51.694 | 17.369 | 52.211 | 1.21 | 47.145 | 8.323 | 15.56 | 7.754 | 6.141 | 7.237 | 20.109 | 13.441 | 6.048 | 20.678 | 18.61 | 11.89 | 14.888 | 25.227 | 7.754 | 4.756 | 21.401 | 7.651 | 4.756 | 7.754 | 12.407 | 16.646 | 9.512 | 10.339 | 7.289 | 17.835 | 5.428 | 5.945 | 11.941 | 43.919 | 8.917 | 41.355 | 46.447 | 2.791 | 3.753 | 3.071 | 10.339 | 14.733 | 10.339 | 14.268 | 9.305 | 7.754 | 6.462 | 24.813 | 15.829 | 22.926 | 7.651 | 21.143 | 10.597 | 38.047 | 54.279 | 9.925 | 5.945 | 7.134 | 8.917 | 36.186 | 6.875 | 7.847 | 7.754 | 7.134 | 7.134 | 7.754 | 6.462 | 3.412 | 6.513 | 7.134 | 54.279 | 33.084 | 3.102 | 4.652 | 6.152 | 13.957 | 10.339 | 8.305 | 49.83 | 17.44 | 70.592 | 11.627 | 98.829 | 26.244 | 78.897 | 20.929 | 14.052 | 16.967 | 72.253 | 3.322 | 9.966 | 24.757 | 78.897 | 78.897 | 41.525 | 17.6 | 285 | 285 | 285 | 58 | 58 | 53 | 58 | 58 | 52 | 52 | 2 | 29.2 | 29.2 | 41.61 | 41.61 | 160 | 260 | 52 | 52 | 101 | 50 | 400 | 342 | 3.021 | 200 | 404 | 21 | 22 | 19 | 24 | 4.3 | 8 | 22.5 | 22.5 | 10 | 10 | 15 | 4 | 15 | 15 | 0.18 | 4 | 4 | 90 | 90 | 90 | 449 | 83 | 83 | 247 | 247 | 425 | 63.5 | 17 | 444 | 464 | 18.54 | 18.54 | 18.54 | 18.54 | 18.54 | 18.54 | 415 | 63.5 | 350 | 350 | 63.5 | 61.5 | 240 | 236 | 20 | 118 | 73 | 73 | 73 | 73
05/07/25 13:30 | 530 | 513 | 442 | 13.497 | 28.994 | 13.497 | 22.495 | 44.491 | 41.492 | 11.248 | 8.598 | 7.498 | 26.995 | 2.699 | 12.797 | 17.596 | 8.998 | 17.172 | 11.998 | 20.996 | 10.573 | 11.498 | 16.197 | 8.398 | 5.949 | 5.399 | 28.494 | 32.843 | 11.598 | 9.998 | 28.194 | 9.998 | 5.999 | 6.699 | 11.998 | 4.274 | 18.486 | 23.745 | 9.998 | 6.899 | 27.145 | 9.348 | 8.748 | 25.995 | 7.065 | 18.996 | 16.247 | 16.497 | 9.148 | 16.547 | 18.921 | 6.999 | 22.995 | 9.998 | 5.999 | 5.749 | 44.991 | 7.498 | 12.497 | 10.498 | 20.996 | 5.999 | 21.246 | 4.249 | 14.997 | 21.316 | 57.089 | 17.996 | 26.995 | 8.748 | 17.247 | 2.4 | 5.149 | 6.789 | 5.524 | 12.497 | 20.396 | 29.744 | 16.997 | 14.247 | 19.196 | 12.497 | 8.048 | 8.748 | 13.972 | 6.524 | 2.225 | 12.398 | 8.448 | 7.498 | 29.607 | 11.748 | 23.395 | 15.997 | 12.997 | 10.998 | 14.897 | 6.899 | 12.647 | 13.997 | 6.249 | 17.072 | 5.999 | 14.997 | 9.398 | 7.049 | 8.048 | 6.249 | 10.798 | 17.971 | 37.492 | 17.996 | 7.498 | 10.348 | 18.521 | 8.998 | 49.99 | 16.797 | 50.49 | 1.17 | 45.591 | 8.048 | 15.047 | 7.498 | 5.939 | 6.999 | 19.446 | 12.997 | 5.849 | 19.996 | 17.996 | 11.498 | 14.397 | 24.395 | 7.498 | 4.599 | 20.696 | 7.399 | 4.599 | 7.498 | 11.998 | 16.097 | 9.198 | 9.998 | 7.049 | 17.247 | 5.249 | 5.749 | 11.548 | 42.471 | 8.623 | 39.992 | 44.916 | 2.699 | 3.629 | 2.969 | 9.998 | 14.247 | 9.998 | 13.797 | 8.998 | 7.498 | 6.249 | 23.995 | 15.307 | 22.171 | 7.399 | 20.446 | 10.248 | 36.793 | 52.489 | 9.598 | 5.749 | 6.899 | 8.623 | 34.993 | 6.649 | 7.588 | 7.498 | 6.899 | 6.899 | 7.498 | 6.249 | 3.299 | 6.299 | 6.899 | 52.489 | 31.994 | 2.999 | 4.499 | 5.949 | 13.497 | 9.998 | 8.191 | 49.147 | 17.201 | 69.625 | 11.468 | 97.475 | 25.884 | 77.816 | 20.642 | 13.859 | 16.735 | 71.263 | 3.276 | 9.829 | 24.418 | 77.816 | 77.816 | 40.956 | 17.6 | 285 | 285 | 285 | 58 | 58 | 53 | 58 | 58 | 52 | 52 | 2 | 29.2 | 29.2 | 41.61 | 41.61 | 160 | 260 | 52 | 52 | 101 | 50 | 400 | 342 | 3.021 | 200 | 404 | 21 | 22 | 19 | 24 | 4.3 | 8 | 22.5 | 22.5 | 10 | 10 | 15 | 4 | 15 | 15 | 0.18 | 4 | 4 | 90 | 90 | 90 | 449 | 83 | 83 | 247 | 247 | 425 | 63.5 | 17 | 444 | 464 | 18.54 | 18.54 | 18.54 | 18.54 | 18.54 | 18.54 | 415 | 63.5 | 350 | 350 | 63.5 | 61.5 | 240 | 236 | 20 | 118 | 73 | 73 | 73 | 73
05/07/25 14:00 | 529.5 | 511 | 332.5 | 13.564 | 29.137 | 13.564 | 22.606 | 44.71 | 41.696 | 11.303 | 8.641 | 7.535 | 27.127 | 2.713 | 12.86 | 17.683 | 9.042 | 17.256 | 12.057 | 21.099 | 10.625 | 11.554 | 16.276 | 8.44 | 5.978 | 5.425 | 28.634 | 33.005 | 11.655 | 10.047 | 28.333 | 10.047 | 6.028 | 6.732 | 12.057 | 4.295 | 18.577 | 23.862 | 10.047 | 6.933 | 27.278 | 9.394 | 8.791 | 26.123 | 7.099 | 19.09 | 16.327 | 16.578 | 9.193 | 16.628 | 19.014 | 7.033 | 23.108 | 10.047 | 6.028 | 5.777 | 45.212 | 7.535 | 12.559 | 10.55 | 21.099 | 6.028 | 21.35 | 4.27 | 15.071 | 21.421 | 57.369 | 18.085 | 27.127 | 8.791 | 17.331 | 2.411 | 5.174 | 6.822 | 5.551 | 12.559 | 20.496 | 29.89 | 17.08 | 14.317 | 19.291 | 12.559 | 8.088 | 8.791 | 14.041 | 6.556 | 2.235 | 12.458 | 8.49 | 7.535 | 29.752 | 11.805 | 23.51 | 16.075 | 13.061 | 11.052 | 14.97 | 6.933 | 12.71 | 14.066 | 6.279 | 17.156 | 6.028 | 15.071 | 9.444 | 7.083 | 8.088 | 6.279 | 10.851 | 18.06 | 37.677 | 18.085 | 7.535 | 10.399 | 18.612 | 9.042 | 50.236 | 16.879 | 50.738 | 1.176 | 45.815 | 8.088 | 15.121 | 7.535 | 5.968 | 7.033 | 19.542 | 13.061 | 5.878 | 20.094 | 18.085 | 11.554 | 14.468 | 24.515 | 7.535 | 4.622 | 20.798 | 7.435 | 4.622 | 7.535 | 12.057 | 16.176 | 9.243 | 10.047 | 7.083 | 17.331 | 5.275 | 5.777 | 11.604 | 42.68 | 8.666 | 40.189 | 45.137 | 2.713 | 3.647 | 2.984 | 10.047 | 14.317 | 10.047 | 13.865 | 9.042 | 7.535 | 6.279 | 24.113 | 15.382 | 22.28 | 7.435 | 20.546 | 10.298 | 36.974 | 52.748 | 9.645 | 5.777 | 6.933 | 8.666 | 35.165 | 6.681 | 7.626 | 7.535 | 6.933 | 6.933 | 7.535 | 6.279 | 3.316 | 6.33 | 6.933 | 52.748 | 32.151 | 3.014 | 4.521 | 5.978 | 13.564 | 10.047 | 7.923 | 47.539 | 16.639 | 67.347 | 11.092 | 94.285 | 25.037 | 75.27 | 19.966 | 13.406 | 16.187 | 68.931 | 3.169 | 9.508 | 23.619 | 75.27 | 75.27 | 39.616 | 17.6 | 285 | 285 | 285 | 58 | 58 | 53 | 58 | 58 | 52 | 52 | 2 | 29.2 | 29.2 | 41.61 | 41.61 | 160 | 260 | 52 | 52 | 101 | 50 | 400 | 342 | 3.021 | 200 | 404 | 21 | 22 | 19 | 24 | 4.3 | 8 | 22.5 | 22.5 | 10 | 10 | 15 | 4 | 15 | 15 | 0.18 | 4 | 4 | 90 | 90 | 90 | 449 | 83 | 83 | 247 | 247 | 425 | 63.5 | 17 | 444 | 464 | 18.54 | 18.54 | 18.54 | 18.54 | 18.54 | 18.54 | 415 | 63.5 | 350 | 350 | 63.5 | 61.5 | 240 | 236 | 20 | 118 | 73 | 73 | 73 | 73
05/07/25 14:30 | 416.5 | 511 | 405 | 12.878 | 27.663 | 12.878 | 21.463 | 42.449 | 39.587 | 10.731 | 8.204 | 7.154 | 25.755 | 2.576 | 12.21 | 16.789 | 8.585 | 16.383 | 11.447 | 20.032 | 10.087 | 10.97 | 15.453 | 8.013 | 5.676 | 5.151 | 27.186 | 31.336 | 11.065 | 9.539 | 26.9 | 9.539 | 5.723 | 6.391 | 11.447 | 4.078 | 17.638 | 22.655 | 9.539 | 6.582 | 25.898 | 8.919 | 8.347 | 24.801 | 6.74 | 18.124 | 15.501 | 15.739 | 8.728 | 15.787 | 18.053 | 6.677 | 21.94 | 9.539 | 5.723 | 5.485 | 42.925 | 7.154 | 11.924 | 10.016 | 20.032 | 5.723 | 20.27 | 4.054 | 14.308 | 20.337 | 54.468 | 17.17 | 25.755 | 8.347 | 16.455 | 2.289 | 4.913 | 6.477 | 5.27 | 11.924 | 19.46 | 28.379 | 16.216 | 13.593 | 18.315 | 11.924 | 7.679 | 8.347 | 13.331 | 6.224 | 2.122 | 11.828 | 8.06 | 7.154 | 28.247 | 11.208 | 22.321 | 15.262 | 12.401 | 10.493 | 14.213 | 6.582 | 12.067 | 13.355 | 5.962 | 16.288 | 5.723 | 14.308 | 8.967 | 6.725 | 7.679 | 5.962 | 10.302 | 17.146 | 35.771 | 17.17 | 7.154 | 9.873 | 17.671 | 8.585 | 47.695 | 16.026 | 48.172 | 1.116 | 43.498 | 7.679 | 14.356 | 7.154 | 5.666 | 6.677 | 18.553 | 12.401 | 5.58 | 19.078 | 17.17 | 10.97 | 13.736 | 23.275 | 7.154 | 4.388 | 19.746 | 7.059 | 4.388 | 7.154 | 11.447 | 15.358 | 8.776 | 9.539 | 6.725 | 16.455 | 5.008 | 5.485 | 11.018 | 40.522 | 8.227 | 38.156 | 42.854 | 2.576 | 3.463 | 2.833 | 9.539 | 13.593 | 9.539 | 13.164 | 8.585 | 7.154 | 5.962 | 22.894 | 14.604 | 21.153 | 7.059 | 19.507 | 9.777 | 35.104 | 50.08 | 9.157 | 5.485 | 6.582 | 8.227 | 33.386 | 6.343 | 7.24 | 7.154 | 6.582 | 6.582 | 7.154 | 5.962 | 3.148 | 6.01 | 6.582 | 50.08 | 30.525 | 2.862 | 4.293 | 5.676 | 12.878 | 9.539 | 7.921 | 47.526 | 16.634 | 67.328 | 11.089 | 94.259 | 25.03 | 75.249 | 19.961 | 13.402 | 16.182 | 68.912 | 3.168 | 9.505 | 23.612 | 75.249 | 75.249 | 39.605 | 17.6 | 285 | 285 | 285 | 58 | 58 | 53 | 58 | 58 | 52 | 52 | 2 | 29.2 | 29.2 | 41.61 | 41.61 | 160 | 260 | 52 | 52 | 101 | 50 | 400 | 342 | 3.021 | 200 | 404 | 21 | 22 | 19 | 24 | 4.3 | 8 | 22.5 | 22.5 | 10 | 10 | 15 | 4 | 15 | 15 | 0.18 | 4 | 4 | 90 | 90 | 90 | 449 | 83 | 83 | 247 | 247 | 425 | 63.5 | 17 | 444 | 464 | 18.54 | 18.54 | 18.54 | 18.54 | 18.54 | 18.54 | 415 | 63.5 | 350 | 350 | 63.5 | 61.5 | 240 | 236 | 20 | 118 | 73 | 73 | 73 | 73
05/07/25 15:00 | 490.5 | 512 | 442 | 12.701 | 27.284 | 12.701 | 21.168 | 41.866 | 39.044 | 10.584 | 8.091 | 7.056 | 25.402 | 2.54 | 12.042 | 16.558 | 8.467 | 16.158 | 11.29 | 19.757 | 9.949 | 10.819 | 15.241 | 7.903 | 5.598 | 5.08 | 26.813 | 30.906 | 10.913 | 9.408 | 26.531 | 9.408 | 5.645 | 6.303 | 11.29 | 4.022 | 17.396 | 22.344 | 9.408 | 6.492 | 25.543 | 8.797 | 8.232 | 24.461 | 6.648 | 17.875 | 15.288 | 15.523 | 8.608 | 15.57 | 17.805 | 6.586 | 21.639 | 9.408 | 5.645 | 5.41 | 42.336 | 7.056 | 11.76 | 9.879 | 19.757 | 5.645 | 19.992 | 3.998 | 14.112 | 20.058 | 53.72 | 16.935 | 25.402 | 8.232 | 16.229 | 2.258 | 4.845 | 6.388 | 5.198 | 11.76 | 19.193 | 27.989 | 15.994 | 13.407 | 18.064 | 11.76 | 7.574 | 8.232 | 13.148 | 6.139 | 2.093 | 11.666 | 7.95 | 7.056 | 27.86 | 11.055 | 22.015 | 15.053 | 12.231 | 10.349 | 14.018 | 6.492 | 11.901 | 13.171 | 5.88 | 16.064 | 5.645 | 14.112 | 8.844 | 6.633 | 7.574 | 5.88 | 10.161 | 16.911 | 35.28 | 16.935 | 7.056 | 9.737 | 17.429 | 8.467 | 47.041 | 15.806 | 47.511 | 1.101 | 42.901 | 7.574 | 14.159 | 7.056 | 5.588 | 6.586 | 18.299 | 12.231 | 5.504 | 18.816 | 16.935 | 10.819 | 13.548 | 22.956 | 7.056 | 4.328 | 19.475 | 6.962 | 4.328 | 7.056 | 11.29 | 15.147 | 8.655 | 9.408 | 6.633 | 16.229 | 4.939 | 5.41 | 10.866 | 39.966 | 8.114 | 37.632 | 42.266 | 2.54 | 3.415 | 2.794 | 9.408 | 13.407 | 9.408 | 12.983 | 8.467 | 7.056 | 5.88 | 22.579 | 14.404 | 20.862 | 6.962 | 19.24 | 9.643 | 34.622 | 49.393 | 9.032 | 5.41 | 6.492 | 8.114 | 32.928 | 6.256 | 7.141 | 7.056 | 6.492 | 6.492 | 7.056 | 5.88 | 3.105 | 5.927 | 6.492 | 49.393 | 30.106 | 2.822 | 4.234 | 5.598 | 12.701 | 9.408 | 7.932 | 47.589 | 16.656 | 67.418 | 11.104 | 94.386 | 25.064 | 75.35 | 19.988 | 13.42 | 16.204 | 69.005 | 3.173 | 9.518 | 23.644 | 75.35 | 75.35 | 39.658 | 17.6 | 285 | 285 | 285 | 58 | 58 | 53 | 58 | 58 | 52 | 52 | 2 | 29.2 | 29.2 | 41.61 | 41.61 | 160 | 260 | 52 | 52 | 101 | 50 | 400 | 342 | 3.021 | 200 | 404 | 21 | 22 | 19 | 24 | 4.3 | 8 | 22.5 | 22.5 | 10 | 10 | 15 | 4 | 15 | 15 | 0.18 | 4 | 4 | 90 | 90 | 90 | 449 | 83 | 83 | 247 | 247 | 425 | 63.5 | 17 | 444 | 464 | 18.54 | 18.54 | 18.54 | 18.54 | 18.54 | 18.54 | 415 | 63.5 | 350 | 350 | 63.5 | 61.5 | 240 | 236 | 20 | 118 | 73 | 73 | 73 | 73
05/07/25 15:30 | 530 | 513 | 442 | 12.264 | 26.345 | 12.264 | 20.44 | 40.425 | 37.7 | 10.22 | 7.813 | 6.813 | 24.528 | 2.453 | 11.628 | 15.988 | 8.176 | 15.602 | 10.901 | 19.077 | 9.607 | 10.447 | 14.717 | 7.631 | 5.405 | 4.906 | 25.89 | 29.842 | 10.538 | 9.084 | 25.618 | 9.084 | 5.451 | 6.087 | 10.901 | 3.884 | 16.797 | 21.575 | 9.084 | 6.268 | 24.664 | 8.494 | 7.949 | 23.619 | 6.419 | 17.26 | 14.762 | 14.989 | 8.312 | 15.035 | 17.192 | 6.359 | 20.894 | 9.084 | 5.451 | 5.224 | 40.88 | 6.813 | 11.355 | 9.539 | 19.077 | 5.451 | 19.304 | 3.861 | 13.627 | 19.368 | 51.872 | 16.352 | 24.528 | 7.949 | 15.671 | 2.18 | 4.678 | 6.168 | 5.019 | 11.355 | 18.532 | 27.026 | 15.443 | 12.945 | 17.442 | 11.355 | 7.313 | 7.949 | 12.695 | 5.928 | 2.021 | 11.265 | 7.676 | 6.813 | 26.901 | 10.674 | 21.257 | 14.535 | 11.81 | 9.993 | 13.536 | 6.268 | 11.492 | 12.718 | 5.678 | 15.512 | 5.451 | 13.627 | 8.539 | 6.404 | 7.313 | 5.678 | 9.811 | 16.329 | 34.066 | 16.352 | 6.813 | 9.402 | 16.829 | 8.176 | 45.422 | 15.262 | 45.876 | 1.063 | 41.425 | 7.313 | 13.672 | 6.813 | 5.396 | 6.359 | 17.669 | 11.81 | 5.314 | 18.169 | 16.352 | 10.447 | 13.081 | 22.166 | 6.813 | 4.179 | 18.805 | 6.722 | 4.179 | 6.813 | 10.901 | 14.626 | 8.358 | 9.084 | 6.404 | 15.671 | 4.769 | 5.224 | 10.492 | 38.59 | 7.835 | 36.337 | 40.812 | 2.453 | 3.298 | 2.698 | 9.084 | 12.945 | 9.084 | 12.536 | 8.176 | 6.813 | 5.678 | 21.802 | 13.908 | 20.145 | 6.722 | 18.578 | 9.311 | 33.43 | 47.693 | 8.721 | 5.224 | 6.268 | 7.835 | 31.795 | 6.041 | 6.895 | 6.813 | 6.268 | 6.268 | 6.813 | 5.678 | 2.998 | 5.723 | 6.268 | 47.693 | 29.07 | 2.725 | 4.088 | 5.405 | 12.264 | 9.084 | 7.464 | 44.785 | 15.675 | 63.445 | 10.45 | 88.824 | 23.587 | 70.91 | 18.81 | 12.629 | 15.249 | 64.938 | 2.986 | 8.957 | 22.251 | 70.91 | 70.91 | 37.321 | 17.6 | 285 | 285 | 285 | 58 | 58 | 53 | 58 | 58 | 52 | 52 | 2 | 29.2 | 29.2 | 41.61 | 41.61 | 160 | 260 | 52 | 52 | 101 | 50 | 400 | 342 | 3.021 | 200 | 404 | 21 | 22 | 19 | 24 | 4.3 | 8 | 22.5 | 22.5 | 10 | 10 | 15 | 4 | 15 | 15 | 0.18 | 4 | 4 | 90 | 90 | 90 | 449 | 83 | 83 | 247 | 247 | 425 | 63.5 | 17 | 444 | 464 | 18.54 | 18.54 | 18.54 | 18.54 | 18.54 | 18.54 | 415 | 63.5 | 350 | 350 | 63.5 | 61.5 | 240 | 236 | 20 | 118 | 73 | 73 | 73 | 73
05/07/25 16:00 | 494 | 513 | 442 | 11.737 | 25.212 | 11.737 | 19.561 | 38.688 | 36.08 | 9.781 | 7.477 | 6.52 | 23.474 | 2.347 | 11.128 | 15.301 | 7.825 | 14.932 | 10.433 | 18.257 | 9.194 | 9.998 | 14.084 | 7.303 | 5.173 | 4.695 | 24.778 | 28.56 | 10.085 | 8.694 | 24.517 | 8.694 | 5.216 | 5.825 | 10.433 | 3.717 | 16.075 | 20.648 | 8.694 | 5.999 | 23.604 | 8.129 | 7.607 | 22.604 | 6.143 | 16.519 | 14.128 | 14.345 | 7.955 | 14.389 | 16.453 | 6.086 | 19.996 | 8.694 | 5.216 | 4.999 | 39.123 | 6.52 | 10.867 | 9.129 | 18.257 | 5.216 | 18.475 | 3.695 | 13.041 | 18.536 | 49.643 | 15.649 | 23.474 | 7.607 | 14.997 | 2.087 | 4.477 | 5.903 | 4.803 | 10.867 | 17.736 | 25.865 | 14.78 | 12.389 | 16.692 | 10.867 | 6.999 | 7.607 | 12.15 | 5.673 | 1.934 | 10.781 | 7.346 | 6.52 | 25.745 | 10.215 | 20.344 | 13.91 | 11.302 | 9.563 | 12.954 | 5.999 | 10.998 | 12.172 | 5.434 | 14.845 | 5.216 | 13.041 | 8.172 | 6.129 | 6.999 | 5.434 | 9.389 | 15.627 | 32.602 | 15.649 | 6.52 | 8.998 | 16.106 | 7.825 | 43.47 | 14.606 | 43.905 | 1.017 | 39.644 | 6.999 | 13.084 | 6.52 | 5.164 | 6.086 | 16.91 | 11.302 | 5.086 | 17.388 | 15.649 | 9.998 | 12.519 | 21.213 | 6.52 | 3.999 | 17.996 | 6.434 | 3.999 | 6.52 | 10.433 | 13.997 | 7.998 | 8.694 | 6.129 | 14.997 | 4.564 | 4.999 | 10.042 | 36.932 | 7.499 | 34.776 | 39.058 | 2.347 | 3.156 | 2.582 | 8.694 | 12.389 | 8.694 | 11.998 | 7.825 | 6.52 | 5.434 | 20.866 | 13.31 | 19.279 | 6.434 | 17.779 | 8.911 | 31.994 | 45.643 | 8.346 | 4.999 | 5.999 | 7.499 | 30.429 | 5.781 | 6.599 | 6.52 | 5.999 | 5.999 | 6.52 | 5.434 | 2.869 | 5.477 | 5.999 | 45.643 | 27.821 | 2.608 | 3.912 | 5.173 | 11.737 | 8.694 | 7.754 | 46.522 | 16.283 | 65.906 | 10.855 | 92.268 | 24.501 | 73.659 | 19.539 | 13.119 | 15.841 | 67.456 | 3.101 | 9.304 | 23.114 | 73.659 | 73.659 | 38.768 | 17.6 | 285 | 285 | 285 | 58 | 58 | 53 | 58 | 58 | 52 | 52 | 2 | 29.2 | 29.2 | 41.61 | 41.61 | 160 | 260 | 52 | 52 | 101 | 50 | 400 | 342 | 3.021 | 200 | 404 | 21 | 22 | 19 | 24 | 4.3 | 8 | 22.5 | 22.5 | 10 | 10 | 15 | 4 | 15 | 15 | 0.18 | 4 | 4 | 90 | 90 | 90 | 449 | 83 | 83 | 247 | 247 | 425 | 63.5 | 17 | 444 | 464 | 18.54 | 18.54 | 18.54 | 18.54 | 18.54 | 18.54 | 415 | 63.5 | 350 | 350 | 63.5 | 61.5 | 240 | 236 | 20 | 118 | 73 | 73 | 73 | 73
05/07/25 16:30 | 400.5 | 512.5 | 442 | 10.906 | 23.428 | 10.906 | 18.177 | 35.95 | 33.526 | 9.088 | 6.948 | 6.059 | 21.812 | 2.181 | 10.341 | 14.218 | 7.271 | 13.875 | 9.694 | 16.965 | 8.543 | 9.29 | 13.087 | 6.786 | 4.807 | 4.362 | 23.024 | 26.538 | 9.371 | 8.079 | 22.782 | 8.079 | 4.847 | 5.413 | 9.694 | 3.454 | 14.937 | 19.187 | 8.079 | 5.574 | 21.933 | 7.553 | 7.069 | 21.004 | 5.708 | 15.349 | 13.128 | 13.33 | 7.392 | 13.37 | 15.289 | 5.655 | 18.581 | 8.079 | 4.847 | 4.645 | 36.354 | 6.059 | 10.098 | 8.483 | 16.965 | 4.847 | 17.167 | 3.433 | 12.118 | 17.224 | 46.129 | 14.541 | 21.812 | 7.069 | 13.936 | 1.939 | 4.16 | 5.485 | 4.463 | 10.098 | 16.48 | 24.034 | 13.734 | 11.512 | 15.511 | 10.098 | 6.503 | 7.069 | 11.29 | 5.271 | 1.797 | 10.017 | 6.826 | 6.059 | 23.923 | 9.492 | 18.904 | 12.926 | 10.502 | 8.886 | 12.037 | 5.574 | 10.219 | 11.31 | 5.049 | 13.794 | 4.847 | 12.118 | 7.594 | 5.695 | 6.503 | 5.049 | 8.725 | 14.521 | 30.295 | 14.541 | 6.059 | 8.361 | 14.966 | 7.271 | 40.393 | 13.572 | 40.797 | 0.945 | 36.838 | 6.503 | 12.158 | 6.059 | 4.799 | 5.655 | 15.713 | 10.502 | 4.726 | 16.157 | 14.541 | 9.29 | 11.633 | 19.712 | 6.059 | 3.716 | 16.723 | 5.978 | 3.716 | 6.059 | 9.694 | 13.007 | 7.432 | 8.079 | 5.695 | 13.936 | 4.241 | 4.645 | 9.331 | 34.318 | 6.968 | 32.314 | 36.293 | 2.181 | 2.933 | 2.399 | 8.079 | 11.512 | 8.079 | 11.148 | 7.271 | 6.059 | 5.049 | 19.389 | 12.368 | 17.914 | 5.978 | 16.521 | 8.281 | 29.729 | 42.413 | 7.755 | 4.645 | 5.574 | 6.968 | 28.275 | 5.372 | 6.132 | 6.059 | 5.574 | 5.574 | 6.059 | 5.049 | 2.666 | 5.09 | 5.574 | 42.413 | 25.851 | 2.424 | 3.635 | 4.807 | 10.906 | 8.079 | 7.112 | 42.671 | 14.935 | 60.45 | 9.956 | 84.63 | 22.473 | 67.562 | 17.922 | 12.033 | 14.529 | 61.872 | 2.845 | 8.534 | 21.2 | 67.562 | 67.562 | 35.559 | 17.6 | 285 | 285 | 285 | 58 | 58 | 53 | 58 | 58 | 52 | 52 | 2 | 29.2 | 29.2 | 41.61 | 41.61 | 160 | 260 | 52 | 52 | 101 | 50 | 400 | 342 | 3.021 | 200 | 404 | 21 | 22 | 19 | 24 | 4.3 | 8 | 22.5 | 22.5 | 10 | 10 | 15 | 4 | 15 | 15 | 0.18 | 4 | 4 | 90 | 90 | 90 | 449 | 83 | 83 | 247 | 247 | 425 | 63.5 | 17 | 444 | 464 | 18.54 | 18.54 | 18.54 | 18.54 | 18.54 | 18.54 | 415 | 63.5 | 350 | 350 | 63.5 | 61.5 | 240 | 236 | 20 | 118 | 73 | 73 | 73 | 73
05/07/25 17:00 | 351 | 512.5 | 442 | 10.08 | 21.653 | 10.08 | 16.8 | 33.226 | 30.986 | 8.4 | 6.421 | 5.6 | 20.16 | 2.016 | 9.557 | 13.141 | 6.72 | 12.824 | 8.96 | 15.68 | 7.896 | 8.587 | 12.096 | 6.272 | 4.443 | 4.032 | 21.28 | 24.528 | 8.661 | 7.467 | 21.056 | 7.467 | 4.48 | 5.003 | 8.96 | 3.192 | 13.806 | 17.733 | 7.467 | 5.152 | 20.272 | 6.981 | 6.533 | 19.413 | 5.276 | 14.186 | 12.133 | 12.32 | 6.832 | 12.357 | 14.13 | 5.227 | 17.173 | 7.467 | 4.48 | 4.293 | 33.6 | 5.6 | 9.333 | 7.84 | 15.68 | 4.48 | 15.866 | 3.173 | 11.2 | 15.919 | 42.634 | 13.44 | 20.16 | 6.533 | 12.88 | 1.792 | 3.845 | 5.07 | 4.125 | 9.333 | 15.232 | 22.213 | 12.693 | 10.64 | 14.336 | 9.333 | 6.011 | 6.533 | 10.435 | 4.872 | 1.661 | 9.259 | 6.309 | 5.6 | 22.11 | 8.773 | 17.472 | 11.947 | 9.707 | 8.213 | 11.125 | 5.152 | 9.445 | 10.453 | 4.667 | 12.749 | 4.48 | 11.2 | 7.019 | 5.264 | 6.011 | 4.667 | 8.064 | 13.421 | 28 | 13.44 | 5.6 | 7.728 | 13.832 | 6.72 | 37.333 | 12.544 | 37.706 | 0.874 | 34.048 | 6.011 | 11.237 | 5.6 | 4.435 | 5.227 | 14.522 | 9.707 | 4.368 | 14.933 | 13.44 | 8.587 | 10.752 | 18.218 | 5.6 | 3.435 | 15.456 | 5.525 | 3.435 | 5.6 | 8.96 | 12.021 | 6.869 | 7.467 | 5.264 | 12.88 | 3.92 | 4.293 | 8.624 | 31.718 | 6.44 | 29.866 | 33.544 | 2.016 | 2.71 | 2.218 | 7.467 | 10.64 | 7.467 | 10.304 | 6.72 | 5.6 | 4.667 | 17.92 | 11.431 | 16.557 | 5.525 | 15.269 | 7.653 | 27.477 | 39.2 | 7.168 | 4.293 | 5.152 | 6.44 | 26.133 | 4.965 | 5.667 | 5.6 | 5.152 | 5.152 | 5.6 | 4.667 | 2.464 | 4.704 | 5.152 | 39.2 | 23.893 | 2.24 | 3.36 | 4.443 | 10.08 | 7.467 | 6.808 | 40.847 | 14.296 | 57.866 | 9.531 | 81.012 | 21.513 | 64.674 | 17.156 | 11.519 | 13.908 | 59.228 | 2.723 | 8.169 | 20.294 | 64.674 | 64.674 | 34.039 | 17.6 | 285 | 285 | 285 | 58 | 58 | 53 | 58 | 58 | 52 | 52 | 2 | 29.2 | 29.2 | 41.61 | 41.61 | 160 | 260 | 52 | 52 | 101 | 50 | 400 | 342 | 3.021 | 200 | 404 | 21 | 22 | 19 | 24 | 4.3 | 8 | 22.5 | 22.5 | 10 | 10 | 15 | 4 | 15 | 15 | 0.18 | 4 | 4 | 90 | 90 | 90 | 449 | 83 | 83 | 247 | 247 | 425 | 63.5 | 17 | 444 | 464 | 18.54 | 18.54 | 18.54 | 18.54 | 18.54 | 18.54 | 415 | 63.5 | 350 | 350 | 63.5 | 61.5 | 240 | 236 | 20 | 118 | 73 | 73 | 73 | 73
05/07/25 17:30 | 496 | 513.5 | 442 | 9.375 | 20.139 | 9.375 | 15.625 | 30.904 | 28.82 | 7.813 | 5.972 | 5.208 | 18.75 | 1.875 | 8.889 | 12.223 | 6.25 | 11.927 | 8.334 | 14.584 | 7.344 | 7.986 | 11.25 | 5.833 | 4.132 | 3.75 | 19.792 | 22.813 | 8.056 | 6.945 | 19.584 | 6.945 | 4.167 | 4.653 | 8.334 | 2.969 | 12.841 | 16.493 | 6.945 | 4.792 | 18.855 | 6.493 | 6.077 | 18.056 | 4.907 | 13.195 | 11.285 | 11.459 | 6.354 | 11.493 | 13.143 | 4.861 | 15.973 | 6.945 | 4.167 | 3.993 | 31.251 | 5.208 | 8.681 | 7.292 | 14.584 | 4.167 | 14.757 | 2.951 | 10.417 | 14.806 | 39.654 | 12.5 | 18.75 | 6.077 | 11.979 | 1.667 | 3.576 | 4.715 | 3.837 | 8.681 | 14.167 | 20.66 | 11.806 | 9.896 | 13.334 | 8.681 | 5.59 | 6.077 | 9.705 | 4.531 | 1.545 | 8.611 | 5.868 | 5.208 | 20.565 | 8.16 | 16.25 | 11.111 | 9.028 | 7.639 | 10.347 | 4.792 | 8.785 | 9.722 | 4.34 | 11.858 | 4.167 | 10.417 | 6.528 | 4.896 | 5.59 | 4.34 | 7.5 | 12.483 | 26.042 | 12.5 | 5.208 | 7.188 | 12.865 | 6.25 | 34.723 | 11.667 | 35.07 | 0.813 | 31.667 | 5.59 | 10.452 | 5.208 | 4.125 | 4.861 | 13.507 | 9.028 | 4.063 | 13.889 | 12.5 | 7.986 | 10 | 16.945 | 5.208 | 3.195 | 14.375 | 5.139 | 3.195 | 5.208 | 8.334 | 11.181 | 6.389 | 6.945 | 4.896 | 11.979 | 3.646 | 3.993 | 8.021 | 29.501 | 5.99 | 27.778 | 31.199 | 1.875 | 2.521 | 2.063 | 6.945 | 9.896 | 6.945 | 9.584 | 6.25 | 5.208 | 4.34 | 16.667 | 10.632 | 15.4 | 5.139 | 14.202 | 7.118 | 25.556 | 36.459 | 6.667 | 3.993 | 4.792 | 5.99 | 24.306 | 4.618 | 5.271 | 5.208 | 4.792 | 4.792 | 5.208 | 4.34 | 2.292 | 4.375 | 4.792 | 36.459 | 22.223 | 2.083 | 3.125 | 4.132 | 9.375 | 6.945 | 5.562 | 33.373 | 11.681 | 47.278 | 7.787 | 66.19 | 17.576 | 52.84 | 14.017 | 9.411 | 11.363 | 48.391 | 2.225 | 6.675 | 16.581 | 52.84 | 52.84 | 27.811 | 17.6 | 285 | 285 | 285 | 58 | 58 | 53 | 58 | 58 | 52 | 52 | 2 | 29.2 | 29.2 | 41.61 | 41.61 | 160 | 260 | 52 | 52 | 101 | 50 | 400 | 342 | 3.021 | 200 | 404 | 21 | 22 | 19 | 24 | 4.3 | 8 | 22.5 | 22.5 | 10 | 10 | 15 | 4 | 15 | 15 | 0.18 | 4 | 4 | 90 | 90 | 90 | 449 | 83 | 83 | 247 | 247 | 425 | 63.5 | 17 | 444 | 464 | 18.54 | 18.54 | 18.54 | 18.54 | 18.54 | 18.54 | 415 | 63.5 | 350 | 350 | 63.5 | 61.5 | 240 | 236 | 20 | 118 | 73 | 73 | 73 | 73
05/07/25 18:00 | 503.5 | 513 | 442 | 9.168 | 19.693 | 9.168 | 15.279 | 30.219 | 28.182 | 7.64 | 5.84 | 5.093 | 18.335 | 1.834 | 8.692 | 11.952 | 6.112 | 11.663 | 8.149 | 14.261 | 7.181 | 7.809 | 11.001 | 5.704 | 4.041 | 3.667 | 19.354 | 22.308 | 7.877 | 6.791 | 19.15 | 6.791 | 4.075 | 4.55 | 8.149 | 2.903 | 12.556 | 16.128 | 6.791 | 4.686 | 18.437 | 6.349 | 5.942 | 17.656 | 4.798 | 12.903 | 11.035 | 11.205 | 6.214 | 11.239 | 12.852 | 4.754 | 15.619 | 6.791 | 4.075 | 3.905 | 30.559 | 5.093 | 8.489 | 7.13 | 14.261 | 4.075 | 14.431 | 2.886 | 10.186 | 14.478 | 38.776 | 12.224 | 18.335 | 5.942 | 11.714 | 1.63 | 3.497 | 4.611 | 3.752 | 8.489 | 13.853 | 20.203 | 11.544 | 9.677 | 13.038 | 8.489 | 5.467 | 5.942 | 9.49 | 4.431 | 1.511 | 8.421 | 5.738 | 5.093 | 20.109 | 7.979 | 15.891 | 10.865 | 8.828 | 7.47 | 10.118 | 4.686 | 8.59 | 9.507 | 4.244 | 11.595 | 4.075 | 10.186 | 6.383 | 4.788 | 5.467 | 4.244 | 7.334 | 12.207 | 25.466 | 12.224 | 5.093 | 7.029 | 12.58 | 6.112 | 33.954 | 11.409 | 34.294 | 0.795 | 30.966 | 5.467 | 10.22 | 5.093 | 4.034 | 4.754 | 13.208 | 8.828 | 3.973 | 13.582 | 12.224 | 7.809 | 9.779 | 16.57 | 5.093 | 3.124 | 14.057 | 5.025 | 3.124 | 5.093 | 8.149 | 10.933 | 6.248 | 6.791 | 4.788 | 11.714 | 3.565 | 3.905 | 7.843 | 28.848 | 5.857 | 27.163 | 30.508 | 1.834 | 2.465 | 2.017 | 6.791 | 9.677 | 6.791 | 9.371 | 6.112 | 5.093 | 4.244 | 16.298 | 10.397 | 15.059 | 5.025 | 13.887 | 6.961 | 24.99 | 35.652 | 6.519 | 3.905 | 4.686 | 5.857 | 23.768 | 4.516 | 5.154 | 5.093 | 4.686 | 4.686 | 5.093 | 4.244 | 2.241 | 4.278 | 4.686 | 35.652 | 21.731 | 2.037 | 3.056 | 4.041 | 9.168 | 6.791 | 4.968 | 29.808 | 10.433 | 42.228 | 6.955 | 59.119 | 15.699 | 47.196 | 12.519 | 8.406 | 10.15 | 43.222 | 1.987 | 5.962 | 14.81 | 47.196 | 47.196 | 24.84 | 17.6 | 285 | 285 | 285 | 58 | 58 | 53 | 58 | 58 | 52 | 52 | 2 | 29.2 | 29.2 | 41.61 | 41.61 | 160 | 260 | 52 | 52 | 101 | 50 | 400 | 342 | 3.021 | 200 | 404 | 21 | 22 | 19 | 24 | 4.3 | 8 | 22.5 | 22.5 | 10 | 10 | 15 | 4 | 15 | 15 | 0.18 | 4 | 4 | 90 | 90 | 90 | 449 | 83 | 83 | 247 | 247 | 425 | 63.5 | 17 | 444 | 464 | 18.54 | 18.54 | 18.54 | 18.54 | 18.54 | 18.54 | 415 | 63.5 | 350 | 350 | 63.5 | 61.5 | 240 | 236 | 20 | 118 | 73 | 73 | 73 | 73
05/07/25 18:30 | 529.5 | 513 | 442 | 8.968 | 19.265 | 8.968 | 14.947 | 29.562 | 27.569 | 7.474 | 5.713 | 4.982 | 17.937 | 1.794 | 8.503 | 11.692 | 5.979 | 11.41 | 7.972 | 13.951 | 7.025 | 7.64 | 10.762 | 5.58 | 3.953 | 3.587 | 18.933 | 21.823 | 7.706 | 6.643 | 18.734 | 6.643 | 3.986 | 4.451 | 7.972 | 2.84 | 12.283 | 15.778 | 6.643 | 4.584 | 18.036 | 6.211 | 5.813 | 17.272 | 4.694 | 12.622 | 10.795 | 10.961 | 6.078 | 10.994 | 12.572 | 4.65 | 15.279 | 6.643 | 3.986 | 3.82 | 29.894 | 4.982 | 8.304 | 6.975 | 13.951 | 3.986 | 14.117 | 2.823 | 9.965 | 14.163 | 37.932 | 11.958 | 17.937 | 5.813 | 11.459 | 1.594 | 3.421 | 4.511 | 3.67 | 8.304 | 13.552 | 19.763 | 11.293 | 9.467 | 12.755 | 8.304 | 5.348 | 5.813 | 9.284 | 4.335 | 1.478 | 8.238 | 5.613 | 4.982 | 19.672 | 7.806 | 15.545 | 10.629 | 8.636 | 7.307 | 9.898 | 4.584 | 8.404 | 9.3 | 4.152 | 11.343 | 3.986 | 9.965 | 6.245 | 4.683 | 5.348 | 4.152 | 7.175 | 11.941 | 24.912 | 11.958 | 4.982 | 6.876 | 12.306 | 5.979 | 33.216 | 11.161 | 33.548 | 0.777 | 30.293 | 5.348 | 9.998 | 4.982 | 3.946 | 4.65 | 12.921 | 8.636 | 3.886 | 13.286 | 11.958 | 7.64 | 9.566 | 16.209 | 4.982 | 3.056 | 13.751 | 4.916 | 3.056 | 4.982 | 7.972 | 10.696 | 6.112 | 6.643 | 4.683 | 11.459 | 3.488 | 3.82 | 7.673 | 28.22 | 5.73 | 26.573 | 29.844 | 1.794 | 2.411 | 1.973 | 6.643 | 9.467 | 6.643 | 9.168 | 5.979 | 4.982 | 4.152 | 15.944 | 10.171 | 14.731 | 4.916 | 13.585 | 6.809 | 24.447 | 34.877 | 6.377 | 3.82 | 4.584 | 5.73 | 23.251 | 4.418 | 5.042 | 4.982 | 4.584 | 4.584 | 4.982 | 4.152 | 2.192 | 4.185 | 4.584 | 34.877 | 21.258 | 1.993 | 2.989 | 3.953 | 8.968 | 6.643 | 4.393 | 26.356 | 9.225 | 37.338 | 6.15 | 52.273 | 13.881 | 41.73 | 11.07 | 7.432 | 8.974 | 38.216 | 1.757 | 5.271 | 13.095 | 41.73 | 41.73 | 21.963 | 17.6 | 285 | 285 | 285 | 58 | 58 | 53 | 58 | 58 | 52 | 52 | 2 | 29.2 | 29.2 | 41.61 | 41.61 | 160 | 260 | 52 | 52 | 101 | 50 | 400 | 342 | 3.021 | 200 | 404 | 21 | 22 | 19 | 24 | 4.3 | 8 | 22.5 | 22.5 | 10 | 10 | 15 | 4 | 15 | 15 | 0.18 | 4 | 4 | 90 | 90 | 90 | 449 | 83 | 83 | 247 | 247 | 425 | 63.5 | 17 | 444 | 464 | 18.54 | 18.54 | 18.54 | 18.54 | 18.54 | 18.54 | 415 | 63.5 | 350 | 350 | 63.5 | 61.5 | 240 | 236 | 20 | 118 | 73 | 73 | 73 | 73
05/07/25 19:00 | 530 | 513.5 | 442 | 8.928 | 19.178 | 8.928 | 14.88 | 29.429 | 27.445 | 7.44 | 5.687 | 4.96 | 17.856 | 1.786 | 8.465 | 11.639 | 5.952 | 11.358 | 7.936 | 13.888 | 6.994 | 7.605 | 10.713 | 5.555 | 3.935 | 3.571 | 18.848 | 21.725 | 7.671 | 6.613 | 18.649 | 6.613 | 3.968 | 4.431 | 7.936 | 2.827 | 12.228 | 15.707 | 6.613 | 4.563 | 17.955 | 6.183 | 5.787 | 17.195 | 4.673 | 12.565 | 10.747 | 10.912 | 6.051 | 10.945 | 12.516 | 4.629 | 15.211 | 6.613 | 3.968 | 3.803 | 29.76 | 4.96 | 8.267 | 6.944 | 13.888 | 3.968 | 14.053 | 2.811 | 9.92 | 14.099 | 37.762 | 11.904 | 17.856 | 5.787 | 11.408 | 1.587 | 3.406 | 4.49 | 3.654 | 8.267 | 13.491 | 19.674 | 11.243 | 9.424 | 12.697 | 8.267 | 5.324 | 5.787 | 9.242 | 4.315 | 1.471 | 8.2 | 5.588 | 4.96 | 19.584 | 7.771 | 15.475 | 10.581 | 8.597 | 7.275 | 9.854 | 4.563 | 8.366 | 9.259 | 4.133 | 11.292 | 3.968 | 9.92 | 6.216 | 4.662 | 5.324 | 4.133 | 7.142 | 11.887 | 24.8 | 11.904 | 4.96 | 6.845 | 12.251 | 5.952 | 33.066 | 11.11 | 33.397 | 0.774 | 30.157 | 5.324 | 9.953 | 4.96 | 3.928 | 4.629 | 12.863 | 8.597 | 3.869 | 13.227 | 11.904 | 7.605 | 9.523 | 16.136 | 4.96 | 3.042 | 13.689 | 4.894 | 3.042 | 4.96 | 7.936 | 10.647 | 6.084 | 6.613 | 4.662 | 11.408 | 3.472 | 3.803 | 7.638 | 28.093 | 5.704 | 26.453 | 29.71 | 1.786 | 2.401 | 1.964 | 6.613 | 9.424 | 6.613 | 9.126 | 5.952 | 4.96 | 4.133 | 15.872 | 10.125 | 14.665 | 4.894 | 13.524 | 6.779 | 24.337 | 34.72 | 6.349 | 3.803 | 4.563 | 5.704 | 23.146 | 4.398 | 5.019 | 4.96 | 4.563 | 4.563 | 4.96 | 4.133 | 2.182 | 4.166 | 4.563 | 34.72 | 21.162 | 1.984 | 2.976 | 3.935 | 8.928 | 6.613 | 2.955 | 17.73 | 6.205 | 25.117 | 4.137 | 35.164 | 9.338 | 28.072 | 7.446 | 5 | 6.037 | 25.708 | 1.182 | 3.546 | 8.809 | 28.072 | 28.072 | 14.775 | 17.6 | 285 | 285 | 285 | 58 | 58 | 53 | 58 | 58 | 52 | 52 | 2 | 29.2 | 29.2 | 41.61 | 41.61 | 160 | 260 | 52 | 52 | 101 | 50 | 400 | 342 | 3.021 | 200 | 404 | 21 | 22 | 19 | 24 | 4.3 | 8 | 22.5 | 22.5 | 10 | 10 | 15 | 4 | 15 | 15 | 0.18 | 4 | 4 | 90 | 90 | 90 | 449 | 83 | 83 | 247 | 247 | 425 | 63.5 | 17 | 444 | 464 | 18.54 | 18.54 | 18.54 | 18.54 | 18.54 | 18.54 | 415 | 63.5 | 350 | 350 | 63.5 | 61.5 | 240 | 236 | 20 | 118 | 73 | 73 | 73 | 73
05/07/25 19:30 | 530 | 513 | 442 | 8.573 | 18.416 | 8.573 | 14.289 | 28.26 | 26.355 | 7.144 | 5.461 | 4.763 | 17.146 | 1.715 | 8.129 | 11.177 | 5.715 | 10.907 | 7.621 | 13.336 | 6.716 | 7.303 | 10.288 | 5.334 | 3.779 | 3.429 | 18.099 | 20.861 | 7.367 | 6.351 | 17.908 | 6.351 | 3.81 | 4.255 | 7.621 | 2.715 | 11.742 | 15.082 | 6.351 | 4.382 | 17.242 | 5.938 | 5.557 | 16.511 | 4.487 | 12.066 | 10.32 | 10.478 | 5.811 | 10.51 | 12.018 | 4.445 | 14.606 | 6.351 | 3.81 | 3.652 | 28.577 | 4.763 | 7.938 | 6.668 | 13.336 | 3.81 | 13.495 | 2.699 | 9.526 | 13.539 | 36.261 | 11.431 | 17.146 | 5.557 | 10.955 | 1.524 | 3.271 | 4.312 | 3.509 | 7.938 | 12.955 | 18.893 | 10.796 | 9.049 | 12.193 | 7.938 | 5.112 | 5.557 | 8.875 | 4.144 | 1.413 | 7.875 | 5.366 | 4.763 | 18.805 | 7.462 | 14.86 | 10.161 | 8.256 | 6.986 | 9.462 | 4.382 | 8.033 | 8.891 | 3.969 | 10.843 | 3.81 | 9.526 | 5.969 | 4.477 | 5.112 | 3.969 | 6.859 | 11.415 | 23.814 | 11.431 | 4.763 | 6.573 | 11.764 | 5.715 | 31.753 | 10.669 | 32.07 | 0.743 | 28.958 | 5.112 | 9.558 | 4.763 | 3.772 | 4.445 | 12.352 | 8.256 | 3.715 | 12.701 | 11.431 | 7.303 | 9.145 | 15.495 | 4.763 | 2.921 | 13.146 | 4.699 | 2.921 | 4.763 | 7.621 | 10.224 | 5.842 | 6.351 | 4.477 | 10.955 | 3.334 | 3.652 | 7.335 | 26.977 | 5.477 | 25.402 | 28.53 | 1.715 | 2.305 | 1.886 | 6.351 | 9.049 | 6.351 | 8.764 | 5.715 | 4.763 | 3.969 | 15.241 | 9.723 | 14.082 | 4.699 | 12.987 | 6.509 | 23.37 | 33.34 | 6.096 | 3.652 | 4.382 | 5.477 | 22.227 | 4.223 | 4.82 | 4.763 | 4.382 | 4.382 | 4.763 | 3.969 | 2.096 | 4.001 | 4.382 | 33.34 | 20.322 | 1.905 | 2.858 | 3.779 | 8.573 | 6.351 | 2.428 | 14.569 | 5.099 | 20.64 | 3.399 | 28.895 | 7.673 | 23.068 | 6.119 | 4.108 | 4.961 | 21.125 | 0.971 | 2.914 | 7.238 | 23.068 | 23.068 | 12.141 | 17.6 | 285 | 285 | 285 | 58 | 58 | 53 | 58 | 58 | 52 | 52 | 2 | 29.2 | 29.2 | 41.61 | 41.61 | 160 | 260 | 52 | 52 | 101 | 50 | 400 | 342 | 3.021 | 200 | 404 | 21 | 22 | 19 | 24 | 4.3 | 8 | 22.5 | 22.5 | 10 | 10 | 15 | 4 | 15 | 15 | 0.18 | 4 | 4 | 90 | 90 | 90 | 449 | 83 | 83 | 247 | 247 | 425 | 63.5 | 17 | 444 | 464 | 18.54 | 18.54 | 18.54 | 18.54 | 18.54 | 18.54 | 415 | 63.5 | 350 | 350 | 63.5 | 61.5 | 240 | 236 | 20 | 118 | 73 | 73 | 73 | 73
05/07/25 20:00 | 530 | 513 | 442 | 8.23 | 17.68 | 8.23 | 13.717 | 27.129 | 25.3 | 6.858 | 5.243 | 4.572 | 16.46 | 1.646 | 7.803 | 10.73 | 5.487 | 10.471 | 7.316 | 12.802 | 6.447 | 7.011 | 9.876 | 5.121 | 3.627 | 3.292 | 17.375 | 20.027 | 7.072 | 6.096 | 17.192 | 6.096 | 3.658 | 4.085 | 7.316 | 2.606 | 11.272 | 14.479 | 6.096 | 4.207 | 16.552 | 5.7 | 5.334 | 15.851 | 4.308 | 11.583 | 9.907 | 10.059 | 5.578 | 10.09 | 11.537 | 4.267 | 14.022 | 6.096 | 3.658 | 3.505 | 27.434 | 4.572 | 7.62 | 6.401 | 12.802 | 3.658 | 12.955 | 2.591 | 9.145 | 12.998 | 34.81 | 10.974 | 16.46 | 5.334 | 10.516 | 1.463 | 3.14 | 4.139 | 3.368 | 7.62 | 12.437 | 18.137 | 10.364 | 8.687 | 11.705 | 7.62 | 4.908 | 5.334 | 8.52 | 3.978 | 1.356 | 7.56 | 5.151 | 4.572 | 18.053 | 7.163 | 14.266 | 9.754 | 7.925 | 6.706 | 9.084 | 4.207 | 7.712 | 8.535 | 3.81 | 10.41 | 3.658 | 9.145 | 5.731 | 4.298 | 4.908 | 3.81 | 6.584 | 10.958 | 22.861 | 10.974 | 4.572 | 6.31 | 11.294 | 5.487 | 30.482 | 10.242 | 30.787 | 0.713 | 27.8 | 4.908 | 9.175 | 4.572 | 3.621 | 4.267 | 11.857 | 7.925 | 3.566 | 12.193 | 10.974 | 7.011 | 8.779 | 14.875 | 4.572 | 2.804 | 12.62 | 4.511 | 2.804 | 4.572 | 7.316 | 9.815 | 5.609 | 6.096 | 4.298 | 10.516 | 3.201 | 3.505 | 7.041 | 25.897 | 5.258 | 24.386 | 27.388 | 1.646 | 2.213 | 1.811 | 6.096 | 8.687 | 6.096 | 8.413 | 5.487 | 4.572 | 3.81 | 14.631 | 9.334 | 13.519 | 4.511 | 12.467 | 6.249 | 22.435 | 32.006 | 5.853 | 3.505 | 4.207 | 5.258 | 21.337 | 4.054 | 4.627 | 4.572 | 4.207 | 4.207 | 4.572 | 3.81 | 2.012 | 3.841 | 4.207 | 32.006 | 19.508 | 1.829 | 2.743 | 3.627 | 8.23 | 6.096 | 1.254 | 7.522 | 2.633 | 10.656 | 1.755 | 14.918 | 3.961 | 11.909 | 3.159 | 2.121 | 2.561 | 10.906 | 0.501 | 1.504 | 3.737 | 11.909 | 11.909 | 6.268 | 17.6 | 285 | 285 | 285 | 58 | 58 | 53 | 58 | 58 | 52 | 52 | 2 | 29.2 | 29.2 | 41.61 | 41.61 | 160 | 260 | 52 | 52 | 101 | 50 | 400 | 342 | 3.021 | 200 | 404 | 21 | 22 | 19 | 24 | 4.3 | 8 | 22.5 | 22.5 | 10 | 10 | 15 | 4 | 15 | 15 | 0.18 | 4 | 4 | 90 | 90 | 90 | 449 | 83 | 83 | 247 | 247 | 425 | 63.5 | 17 | 444 | 464 | 18.54 | 18.54 | 18.54 | 18.54 | 18.54 | 18.54 | 415 | 63.5 | 350 | 350 | 63.5 | 61.5 | 240 | 236 | 20 | 118 | 73 | 73 | 73 | 73
05/07/25 20:30 | 530 | 513 | 442 | 7.98 | 17.142 | 7.98 | 13.3 | 26.304 | 24.53 | 6.65 | 5.083 | 4.433 | 15.96 | 1.596 | 7.566 | 10.403 | 5.32 | 10.152 | 7.093 | 12.413 | 6.251 | 6.798 | 9.576 | 4.965 | 3.517 | 3.192 | 16.846 | 19.417 | 6.857 | 5.911 | 16.669 | 5.911 | 3.547 | 3.96 | 7.093 | 2.527 | 10.929 | 14.039 | 5.911 | 4.079 | 16.048 | 5.527 | 5.172 | 15.368 | 4.177 | 11.231 | 9.605 | 9.753 | 5.409 | 9.783 | 11.186 | 4.138 | 13.595 | 5.911 | 3.547 | 3.399 | 26.599 | 4.433 | 7.389 | 6.206 | 12.413 | 3.547 | 12.561 | 2.512 | 8.866 | 12.602 | 33.752 | 10.64 | 15.96 | 5.172 | 10.196 | 1.419 | 3.044 | 4.014 | 3.266 | 7.389 | 12.058 | 17.585 | 10.049 | 8.423 | 11.349 | 7.389 | 4.758 | 5.172 | 8.261 | 3.857 | 1.315 | 7.33 | 4.995 | 4.433 | 17.504 | 6.945 | 13.832 | 9.458 | 7.684 | 6.502 | 8.807 | 4.079 | 7.477 | 8.275 | 3.694 | 10.093 | 3.547 | 8.866 | 5.556 | 4.167 | 4.758 | 3.694 | 6.384 | 10.625 | 22.166 | 10.64 | 4.433 | 6.118 | 10.95 | 5.32 | 29.555 | 9.93 | 29.85 | 0.692 | 26.954 | 4.758 | 8.896 | 4.433 | 3.511 | 4.138 | 11.497 | 7.684 | 3.458 | 11.822 | 10.64 | 6.798 | 8.512 | 14.423 | 4.433 | 2.719 | 12.236 | 4.374 | 2.719 | 4.433 | 7.093 | 9.517 | 5.438 | 5.911 | 4.167 | 10.196 | 3.103 | 3.399 | 6.827 | 25.11 | 5.098 | 23.644 | 26.555 | 1.596 | 2.146 | 1.756 | 5.911 | 8.423 | 5.911 | 8.157 | 5.32 | 4.433 | 3.694 | 14.186 | 9.05 | 13.108 | 4.374 | 12.088 | 6.059 | 21.752 | 31.032 | 5.675 | 3.399 | 4.079 | 5.098 | 20.688 | 3.931 | 4.486 | 4.433 | 4.079 | 4.079 | 4.433 | 3.694 | 1.951 | 3.724 | 4.079 | 31.032 | 18.915 | 1.773 | 2.66 | 3.517 | 7.98 | 5.911 | 0.697 | 4.184 | 1.465 | 5.928 | 0.976 | 8.299 | 2.204 | 6.625 | 1.757 | 1.18 | 1.425 | 6.068 | 0.279 | 0.837 | 2.079 | 6.625 | 6.625 | 3.487 | 17.6 | 285 | 285 | 285 | 58 | 58 | 53 | 58 | 58 | 52 | 52 | 2 | 29.2 | 29.2 | 41.61 | 41.61 | 160 | 260 | 52 | 52 | 101 | 50 | 400 | 342 | 3.021 | 200 | 404 | 21 | 22 | 19 | 24 | 4.3 | 8 | 22.5 | 22.5 | 10 | 10 | 15 | 4 | 15 | 15 | 0.18 | 4 | 4 | 90 | 90 | 90 | 449 | 83 | 83 | 247 | 247 | 425 | 63.5 | 17 | 444 | 464 | 18.54 | 18.54 | 18.54 | 18.54 | 18.54 | 18.54 | 415 | 63.5 | 350 | 350 | 63.5 | 61.5 | 240 | 236 | 20 | 118 | 73 | 73 | 73 | 73
05/07/25 21:00 | 530 | 513 | 442 | 7.842 | 16.847 | 7.842 | 13.071 | 25.851 | 24.108 | 6.535 | 4.996 | 4.357 | 15.685 | 1.568 | 7.436 | 10.224 | 5.228 | 9.977 | 6.971 | 12.199 | 6.143 | 6.681 | 9.411 | 4.88 | 3.457 | 3.137 | 16.556 | 19.083 | 6.739 | 5.809 | 16.382 | 5.809 | 3.486 | 3.892 | 6.971 | 2.483 | 10.741 | 13.797 | 5.809 | 4.008 | 15.772 | 5.432 | 5.083 | 15.104 | 4.105 | 11.038 | 9.44 | 9.585 | 5.315 | 9.614 | 10.994 | 4.066 | 13.361 | 5.809 | 3.486 | 3.34 | 26.142 | 4.357 | 7.262 | 6.1 | 12.199 | 3.486 | 12.345 | 2.469 | 8.714 | 12.385 | 33.171 | 10.457 | 15.685 | 5.083 | 10.021 | 1.394 | 2.992 | 3.944 | 3.21 | 7.262 | 11.851 | 17.283 | 9.876 | 8.278 | 11.154 | 7.262 | 4.676 | 5.083 | 8.118 | 3.791 | 1.293 | 7.203 | 4.909 | 4.357 | 17.203 | 6.826 | 13.594 | 9.295 | 7.552 | 6.39 | 8.656 | 4.008 | 7.349 | 8.133 | 3.631 | 9.919 | 3.486 | 8.714 | 5.461 | 4.096 | 4.676 | 3.631 | 6.274 | 10.442 | 21.785 | 10.457 | 4.357 | 6.013 | 10.762 | 5.228 | 29.046 | 9.76 | 29.337 | 0.68 | 26.49 | 4.676 | 8.743 | 4.357 | 3.451 | 4.066 | 11.299 | 7.552 | 3.398 | 11.619 | 10.457 | 6.681 | 8.365 | 14.175 | 4.357 | 2.672 | 12.025 | 4.299 | 2.672 | 4.357 | 6.971 | 9.353 | 5.345 | 5.809 | 4.096 | 10.021 | 3.05 | 3.34 | 6.71 | 24.678 | 5.01 | 23.237 | 26.098 | 1.568 | 2.109 | 1.725 | 5.809 | 8.278 | 5.809 | 8.017 | 5.228 | 4.357 | 3.631 | 13.942 | 8.894 | 12.882 | 4.299 | 11.88 | 5.954 | 21.378 | 30.499 | 5.577 | 3.34 | 4.008 | 5.01 | 20.332 | 3.863 | 4.409 | 4.357 | 4.008 | 4.008 | 4.357 | 3.631 | 1.917 | 3.66 | 4.008 | 30.499 | 18.59 | 1.743 | 2.614 | 3.457 | 7.842 | 5.809 | 0.454 | 2.723 | 0.953 | 3.858 | 0.635 | 5.401 | 1.434 | 4.312 | 1.144 | 0.768 | 0.927 | 3.949 | 0.182 | 0.545 | 1.353 | 4.312 | 4.312 | 2.269 | 17.6 | 285 | 285 | 285 | 58 | 58 | 53 | 58 | 58 | 52 | 52 | 2 | 29.2 | 29.2 | 41.61 | 41.61 | 160 | 260 | 52 | 52 | 101 | 50 | 400 | 342 | 3.021 | 200 | 404 | 21 | 22 | 19 | 24 | 4.3 | 8 | 22.5 | 22.5 | 10 | 10 | 15 | 4 | 15 | 15 | 0.18 | 4 | 4 | 90 | 90 | 90 | 449 | 83 | 83 | 247 | 247 | 425 | 63.5 | 17 | 444 | 464 | 18.54 | 18.54 | 18.54 | 18.54 | 18.54 | 18.54 | 415 | 63.5 | 350 | 350 | 63.5 | 61.5 | 240 | 236 | 20 | 118 | 73 | 73 | 73 | 73
05/07/25 21:30 | 530 | 513.5 | 442 | 7.528 | 16.171 | 7.528 | 12.547 | 24.815 | 23.142 | 6.273 | 4.796 | 4.182 | 15.056 | 1.506 | 7.138 | 9.814 | 5.019 | 9.577 | 6.692 | 11.71 | 5.897 | 6.413 | 9.034 | 4.684 | 3.318 | 3.011 | 15.893 | 18.318 | 6.469 | 5.576 | 15.725 | 5.576 | 3.346 | 3.736 | 6.692 | 2.384 | 10.311 | 13.244 | 5.576 | 3.848 | 15.14 | 5.214 | 4.879 | 14.498 | 3.94 | 10.595 | 9.062 | 9.201 | 5.102 | 9.229 | 10.553 | 3.903 | 12.826 | 5.576 | 3.346 | 3.206 | 25.093 | 4.182 | 6.97 | 5.855 | 11.71 | 3.346 | 11.85 | 2.37 | 8.364 | 11.889 | 31.841 | 10.037 | 15.056 | 4.879 | 9.619 | 1.338 | 2.872 | 3.786 | 3.081 | 6.97 | 11.376 | 16.59 | 9.48 | 7.946 | 10.707 | 6.97 | 4.489 | 4.879 | 7.793 | 3.639 | 1.241 | 6.915 | 4.712 | 4.182 | 16.513 | 6.552 | 13.049 | 8.922 | 7.249 | 6.134 | 8.309 | 3.848 | 7.054 | 7.807 | 3.485 | 9.522 | 3.346 | 8.364 | 5.242 | 3.931 | 4.489 | 3.485 | 6.022 | 10.023 | 20.911 | 10.037 | 4.182 | 5.772 | 10.33 | 5.019 | 27.882 | 9.368 | 28.16 | 0.652 | 25.428 | 4.489 | 8.392 | 4.182 | 3.312 | 3.903 | 10.846 | 7.249 | 3.262 | 11.153 | 10.037 | 6.413 | 8.03 | 13.606 | 4.182 | 2.565 | 11.543 | 4.126 | 2.565 | 4.182 | 6.692 | 8.978 | 5.13 | 5.576 | 3.931 | 9.619 | 2.928 | 3.206 | 6.441 | 23.688 | 4.81 | 22.305 | 25.052 | 1.506 | 2.024 | 1.656 | 5.576 | 7.946 | 5.576 | 7.695 | 5.019 | 4.182 | 3.485 | 13.383 | 8.537 | 12.366 | 4.126 | 11.404 | 5.716 | 20.521 | 29.276 | 5.353 | 3.206 | 3.848 | 4.81 | 19.517 | 3.708 | 4.232 | 4.182 | 3.848 | 3.848 | 4.182 | 3.485 | 1.84 | 3.513 | 3.848 | 29.276 | 17.844 | 1.673 | 2.509 | 3.318 | 7.528 | 5.576 | 0.126 | 0.758 | 0.265 | 1.074 | 0.177 | 1.503 | 0.399 | 1.2 | 0.318 | 0.214 | 0.258 | 1.099 | 0.051 | 0.152 | 0.376 | 1.2 | 1.2 | 0.631 | 17.6 | 285 | 285 | 285 | 58 | 58 | 53 | 58 | 58 | 52 | 52 | 2 | 29.2 | 29.2 | 41.61 | 41.61 | 160 | 260 | 52 | 52 | 101 | 50 | 400 | 342 | 3.021 | 200 | 404 | 21 | 22 | 19 | 24 | 4.3 | 8 | 22.5 | 22.5 | 10 | 10 | 15 | 4 | 15 | 15 | 0.18 | 4 | 4 | 90 | 90 | 90 | 449 | 83 | 83 | 247 | 247 | 425 | 63.5 | 17 | 444 | 464 | 18.54 | 18.54 | 18.54 | 18.54 | 18.54 | 18.54 | 415 | 63.5 | 350 | 350 | 63.5 | 61.5 | 240 | 236 | 20 | 118 | 73 | 73 | 73 | 73
05/07/25 22:00 | 530 | 513 | 442 | 7.483 | 16.075 | 7.483 | 12.472 | 24.667 | 23.004 | 6.236 | 4.767 | 4.157 | 14.966 | 1.497 | 7.095 | 9.756 | 4.989 | 9.52 | 6.652 | 11.64 | 5.862 | 6.375 | 8.98 | 4.656 | 3.298 | 2.993 | 15.798 | 18.209 | 6.43 | 5.543 | 15.631 | 5.543 | 3.326 | 3.714 | 6.652 | 2.37 | 10.249 | 13.165 | 5.543 | 3.825 | 15.049 | 5.183 | 4.85 | 14.412 | 3.917 | 10.532 | 9.007 | 9.146 | 5.072 | 9.174 | 10.49 | 3.88 | 12.749 | 5.543 | 3.326 | 3.187 | 24.944 | 4.157 | 6.929 | 5.82 | 11.64 | 3.326 | 11.779 | 2.356 | 8.315 | 11.818 | 31.651 | 9.978 | 14.966 | 4.85 | 9.562 | 1.33 | 2.855 | 3.764 | 3.063 | 6.929 | 11.308 | 16.491 | 9.423 | 7.899 | 10.643 | 6.929 | 4.462 | 4.85 | 7.746 | 3.617 | 1.233 | 6.873 | 4.684 | 4.157 | 16.414 | 6.513 | 12.971 | 8.869 | 7.206 | 6.097 | 8.259 | 3.825 | 7.012 | 7.76 | 3.464 | 9.465 | 3.326 | 8.315 | 5.21 | 3.908 | 4.462 | 3.464 | 5.987 | 9.964 | 20.786 | 9.978 | 4.157 | 5.737 | 10.269 | 4.989 | 27.715 | 9.312 | 27.992 | 0.649 | 25.276 | 4.462 | 8.342 | 4.157 | 3.293 | 3.88 | 10.781 | 7.206 | 3.243 | 11.086 | 9.978 | 6.375 | 7.982 | 13.525 | 4.157 | 2.55 | 11.474 | 4.102 | 2.55 | 4.157 | 6.652 | 8.924 | 5.1 | 5.543 | 3.908 | 9.562 | 2.91 | 3.187 | 6.402 | 23.547 | 4.781 | 22.172 | 24.902 | 1.497 | 2.012 | 1.646 | 5.543 | 7.899 | 5.543 | 7.649 | 4.989 | 4.157 | 3.464 | 13.303 | 8.486 | 12.292 | 4.102 | 11.336 | 5.682 | 20.398 | 29.101 | 5.321 | 3.187 | 3.825 | 4.781 | 19.401 | 3.686 | 4.207 | 4.157 | 3.825 | 3.825 | 4.157 | 3.464 | 1.829 | 3.492 | 3.825 | 29.101 | 17.738 | 1.663 | 2.494 | 3.298 | 7.483 | 5.543 | 0.059 | 0.354 | 0.124 | 0.501 | 0.083 | 0.702 | 0.186 | 0.56 | 0.149 | 0.1 | 0.12 | 0.513 | 0.024 | 0.071 | 0.176 | 0.56 | 0.56 | 0.295 | 17.6 | 285 | 285 | 285 | 58 | 58 | 53 | 58 | 58 | 52 | 52 | 2 | 29.2 | 29.2 | 41.61 | 41.61 | 160 | 260 | 52 | 52 | 101 | 50 | 400 | 342 | 3.021 | 200 | 404 | 21 | 22 | 19 | 24 | 4.3 | 8 | 22.5 | 22.5 | 10 | 10 | 15 | 4 | 15 | 15 | 0.18 | 4 | 4 | 90 | 90 | 90 | 449 | 83 | 83 | 247 | 247 | 425 | 63.5 | 17 | 444 | 464 | 18.54 | 18.54 | 18.54 | 18.54 | 18.54 | 18.54 | 415 | 63.5 | 350 | 350 | 63.5 | 61.5 | 240 | 236 | 20 | 118 | 73 | 73 | 73 | 73
05/07/25 22:30 | 530 | 513.5 | 442 | 7.309 | 15.701 | 7.309 | 12.182 | 24.093 | 22.469 | 6.091 | 4.656 | 4.061 | 14.619 | 1.462 | 6.93 | 9.529 | 4.873 | 9.299 | 6.497 | 11.37 | 5.726 | 6.226 | 8.771 | 4.548 | 3.221 | 2.924 | 15.431 | 17.786 | 6.281 | 5.414 | 15.268 | 5.414 | 3.249 | 3.628 | 6.497 | 2.315 | 10.011 | 12.859 | 5.414 | 3.736 | 14.7 | 5.062 | 4.737 | 14.077 | 3.826 | 10.287 | 8.798 | 8.934 | 4.954 | 8.961 | 10.247 | 3.79 | 12.453 | 5.414 | 3.249 | 3.113 | 24.364 | 4.061 | 6.768 | 5.685 | 11.37 | 3.249 | 11.505 | 2.301 | 8.121 | 11.543 | 30.915 | 9.746 | 14.619 | 4.737 | 9.34 | 1.299 | 2.788 | 3.676 | 2.991 | 6.768 | 11.045 | 16.107 | 9.204 | 7.715 | 10.395 | 6.768 | 4.358 | 4.737 | 7.566 | 3.533 | 1.205 | 6.714 | 4.575 | 4.061 | 16.033 | 6.362 | 12.669 | 8.663 | 7.039 | 5.956 | 8.067 | 3.736 | 6.849 | 7.58 | 3.384 | 9.245 | 3.249 | 8.121 | 5.089 | 3.817 | 4.358 | 3.384 | 5.847 | 9.732 | 20.304 | 9.746 | 4.061 | 5.604 | 10.03 | 4.873 | 27.071 | 9.096 | 27.342 | 0.633 | 24.689 | 4.358 | 8.148 | 4.061 | 3.216 | 3.79 | 10.531 | 7.039 | 3.167 | 10.829 | 9.746 | 6.226 | 7.797 | 13.211 | 4.061 | 2.491 | 11.208 | 4.007 | 2.491 | 4.061 | 6.497 | 8.717 | 4.981 | 5.414 | 3.817 | 9.34 | 2.842 | 3.113 | 6.253 | 23 | 4.67 | 21.657 | 24.324 | 1.462 | 1.965 | 1.608 | 5.414 | 7.715 | 5.414 | 7.472 | 4.873 | 4.061 | 3.384 | 12.994 | 8.289 | 12.006 | 4.007 | 11.072 | 5.55 | 19.925 | 28.425 | 5.198 | 3.113 | 3.736 | 4.67 | 18.95 | 3.6 | 4.109 | 4.061 | 3.736 | 3.736 | 4.061 | 3.384 | 1.787 | 3.411 | 3.736 | 28.425 | 17.326 | 1.624 | 2.436 | 3.221 | 7.309 | 5.414 | 0.058 | 0.348 | 0.122 | 0.492 | 0.081 | 0.689 | 0.183 | 0.55 | 0.146 | 0.098 | 0.118 | 0.504 | 0.023 | 0.07 | 0.173 | 0.55 | 0.55 | 0.29 | 17.6 | 285 | 285 | 285 | 58 | 58 | 53 | 58 | 58 | 52 | 52 | 2 | 29.2 | 29.2 | 41.61 | 41.61 | 160 | 260 | 52 | 52 | 101 | 50 | 400 | 342 | 3.021 | 200 | 404 | 21 | 22 | 19 | 24 | 4.3 | 8 | 22.5 | 22.5 | 10 | 10 | 15 | 4 | 15 | 15 | 0.18 | 4 | 4 | 90 | 90 | 90 | 449 | 83 | 83 | 247 | 247 | 425 | 63.5 | 17 | 444 | 464 | 18.54 | 18.54 | 18.54 | 18.54 | 18.54 | 18.54 | 415 | 63.5 | 350 | 350 | 63.5 | 61.5 | 240 | 236 | 20 | 118 | 73 | 73 | 73 | 73
05/07/25 23:00 | 530 | 513.5 | 442 | 7.326 | 15.738 | 7.326 | 12.21 | 24.149 | 22.521 | 6.105 | 4.667 | 4.07 | 14.652 | 1.465 | 6.946 | 9.551 | 4.884 | 9.321 | 6.512 | 11.396 | 5.739 | 6.241 | 8.791 | 4.559 | 3.229 | 2.93 | 15.466 | 17.827 | 6.295 | 5.427 | 15.304 | 5.427 | 3.256 | 3.636 | 6.512 | 2.32 | 10.034 | 12.889 | 5.427 | 3.745 | 14.734 | 5.074 | 4.748 | 14.11 | 3.835 | 10.311 | 8.819 | 8.954 | 4.966 | 8.981 | 10.27 | 3.799 | 12.482 | 5.427 | 3.256 | 3.12 | 24.421 | 4.07 | 6.784 | 5.698 | 11.396 | 3.256 | 11.532 | 2.306 | 8.14 | 11.57 | 30.987 | 9.768 | 14.652 | 4.748 | 9.361 | 1.302 | 2.795 | 3.685 | 2.998 | 6.784 | 11.071 | 16.145 | 9.226 | 7.733 | 10.42 | 6.784 | 4.369 | 4.748 | 7.584 | 3.541 | 1.207 | 6.729 | 4.586 | 4.07 | 16.07 | 6.377 | 12.699 | 8.683 | 7.055 | 5.97 | 8.086 | 3.745 | 6.865 | 7.598 | 3.392 | 9.266 | 3.256 | 8.14 | 5.101 | 3.826 | 4.369 | 3.392 | 5.861 | 9.755 | 20.351 | 9.768 | 4.07 | 5.617 | 10.053 | 4.884 | 27.134 | 9.117 | 27.406 | 0.635 | 24.746 | 4.369 | 8.167 | 4.07 | 3.224 | 3.799 | 10.555 | 7.055 | 3.175 | 10.854 | 9.768 | 6.241 | 7.815 | 13.241 | 4.07 | 2.496 | 11.234 | 4.016 | 2.496 | 4.07 | 6.512 | 8.737 | 4.993 | 5.427 | 3.826 | 9.361 | 2.849 | 3.12 | 6.268 | 23.053 | 4.681 | 21.707 | 24.38 | 1.465 | 1.97 | 1.612 | 5.427 | 7.733 | 5.427 | 7.489 | 4.884 | 4.07 | 3.392 | 13.024 | 8.308 | 12.034 | 4.016 | 11.098 | 5.563 | 19.971 | 28.491 | 5.21 | 3.12 | 3.745 | 4.681 | 18.994 | 3.609 | 4.119 | 4.07 | 3.745 | 3.745 | 4.07 | 3.392 | 1.791 | 3.419 | 3.745 | 28.491 | 17.366 | 1.628 | 2.442 | 3.229 | 7.326 | 5.427 | 0.058 | 0.35 | 0.123 | 0.496 | 0.082 | 0.695 | 0.185 | 0.555 | 0.147 | 0.099 | 0.119 | 0.508 | 0.023 | 0.07 | 0.174 | 0.555 | 0.555 | 0.292 | 17.6 | 285 | 285 | 285 | 58 | 58 | 53 | 58 | 58 | 52 | 52 | 2 | 29.2 | 29.2 | 41.61 | 41.61 | 160 | 260 | 52 | 52 | 101 | 50 | 400 | 342 | 3.021 | 200 | 404 | 21 | 22 | 19 | 24 | 4.3 | 8 | 22.5 | 22.5 | 10 | 10 | 15 | 4 | 15 | 15 | 0.18 | 4 | 4 | 90 | 90 | 90 | 449 | 83 | 83 | 247 | 247 | 425 | 63.5 | 17 | 444 | 464 | 18.54 | 18.54 | 18.54 | 18.54 | 18.54 | 18.54 | 415 | 63.5 | 350 | 350 | 63.5 | 61.5 | 240 | 236 | 20 | 118 | 73 | 73 | 73 | 73
05/07/25 23:30 | 448 | 513 | 442 | 7.382 | 15.859 | 7.382 | 12.304 | 24.335 | 22.694 | 6.152 | 4.703 | 4.101 | 14.765 | 1.476 | 7 | 9.625 | 4.922 | 9.392 | 6.562 | 11.484 | 5.783 | 6.289 | 8.859 | 4.594 | 3.254 | 2.953 | 15.585 | 17.964 | 6.343 | 5.469 | 15.421 | 5.469 | 3.281 | 3.664 | 6.562 | 2.338 | 10.111 | 12.988 | 5.469 | 3.773 | 14.847 | 5.113 | 4.785 | 14.218 | 3.864 | 10.39 | 8.886 | 9.023 | 5.004 | 9.05 | 10.349 | 3.828 | 12.578 | 5.469 | 3.281 | 3.144 | 24.608 | 4.101 | 6.836 | 5.742 | 11.484 | 3.281 | 11.621 | 2.324 | 8.203 | 11.659 | 31.225 | 9.843 | 14.765 | 4.785 | 9.433 | 1.312 | 2.816 | 3.713 | 3.021 | 6.836 | 11.156 | 16.269 | 9.296 | 7.793 | 10.5 | 6.836 | 4.402 | 4.785 | 7.642 | 3.568 | 1.217 | 6.781 | 4.621 | 4.101 | 16.194 | 6.425 | 12.796 | 8.75 | 7.109 | 6.015 | 8.148 | 3.773 | 6.918 | 7.656 | 3.418 | 9.337 | 3.281 | 8.203 | 5.14 | 3.855 | 4.402 | 3.418 | 5.906 | 9.83 | 20.507 | 9.843 | 4.101 | 5.66 | 10.13 | 4.922 | 27.343 | 9.187 | 27.616 | 0.64 | 24.936 | 4.402 | 8.23 | 4.101 | 3.248 | 3.828 | 10.636 | 7.109 | 3.199 | 10.937 | 9.843 | 6.289 | 7.875 | 13.343 | 4.101 | 2.516 | 11.32 | 4.047 | 2.516 | 4.101 | 6.562 | 8.804 | 5.031 | 5.469 | 3.855 | 9.433 | 2.871 | 3.144 | 6.316 | 23.23 | 4.717 | 21.874 | 24.567 | 1.476 | 1.985 | 1.624 | 5.469 | 7.793 | 5.469 | 7.547 | 4.922 | 4.101 | 3.418 | 13.124 | 8.372 | 12.126 | 4.047 | 11.183 | 5.605 | 20.124 | 28.71 | 5.25 | 3.144 | 3.773 | 4.717 | 19.14 | 3.637 | 4.151 | 4.101 | 3.773 | 3.773 | 4.101 | 3.418 | 1.805 | 3.445 | 3.773 | 28.71 | 17.499 | 1.641 | 2.461 | 3.254 | 7.382 | 5.469 | 0.058 | 0.35 | 0.123 | 0.496 | 0.082 | 0.695 | 0.185 | 0.555 | 0.147 | 0.099 | 0.119 | 0.508 | 0.023 | 0.07 | 0.174 | 0.555 | 0.555 | 0.292 | 17.6 | 285 | 285 | 285 | 58 | 58 | 53 | 58 | 58 | 52 | 52 | 2 | 29.2 | 29.2 | 41.61 | 41.61 | 160 | 260 | 52 | 52 | 101 | 50 | 400 | 342 | 3.021 | 200 | 404 | 21 | 22 | 19 | 24 | 4.3 | 8 | 22.5 | 22.5 | 10 | 10 | 15 | 4 | 15 | 15 | 0.18 | 4 | 4 | 90 | 90 | 90 | 449 | 83 | 83 | 247 | 247 | 425 | 63.5 | 17 | 444 | 464 | 18.54 | 18.54 | 18.54 | 18.54 | 18.54 | 18.54 | 415 | 63.5 | 350 | 350 | 63.5 | 61.5 | 240 | 236 | 20 | 118 | 73 | 73 | 73 | 73

## ts_bid
timestep | EWIC | GLK | M | DV1 | SB1 | KD1 | RD1 | OY1 | OY2 | KW1 | TN2 | MYM | SL2 | CBY | ABK | RL1 | YR1 | AH1 | XT1 | BW1 | RHY | EGH | BF1 | SS1 | MC1 | YV2 | BG1 | BG2 | ES1 | CD1 | QA1 | BT1 | BT2 | LY1 | SF1 | SF2 | BJ1 | BKY | GE1 | CNH | XA1 | MX1 | AS1 | CP1 | CP3 | GM1 | GU1 | GY1 | KQ1 | PO1 | CJ1 | CJ2 | CL1 | DA1 | DA2 | KI1 | OA1 | GAR | GRU | DMR | DBG | MBY | CG1 | CG2 | CG3 | YT1 | GD1 | DL1 | DL2 | OG1 | ST1 | ST2 | TM2 | TM3 | KG2 | KGM | MM1 | DY1 | NC1 | DR1 | CNV | CCG | GR1 | CRO | BA1 | BA2 | BA3 | KV1 | CAL | ORA | CZ1 | CGR | EVG | DS1 | GH1 | GH2 | GLC | MR1 | TR1 | GJ1 | XL1 | XR1 | GO1 | SD1 | SD2 | AKN | STS | TGS | MUR | MH1 | OE1 | KH1 | EGL | CKT | KZ1 | LM1 | KC1 | KU1 | YW1 | INW1_1 | UF1 | BKL | LL1 | CAR | CUH | BM1 | SN1 | ALT | AL2 | BU1 | LS1 | LS2 | LS3 | LA1 | BY1 | BY2 | CK1 | GT1 | CNY | CUR | BN1 | CRI | CHU | TNG | SRN | TMA | GA2 | RR2 | VB1 | MCT | MP9 | MO1 | MB1 | MB2 | LEN | LEN1 | HUN | TAP | SCR | LMT | AVN | GW1 | RC1 | BD1 | ML1 | KM1 | MU1 | LG1 | AL1 | SK1 | DN1 | KF1 | AC1 | BS1 | YC2 | TE1 | BCW | TUR | GFB | CNR | INT | CDN | CKD | KW2 | MMR | TK1 | SO1 | UG1 | BX1 | BX2 | CNS | RF1 | WS1 | HS1 | NA1 | YM1 | QB1 | HT1 | IA1 | IA2 | NB1 | LRP | BDP | MRP | LO1 | JG1 | DZ1 | BNP | RT1 | RO1 | TL1 | LPS | MP1 | MP2 | MP3 | BGT1 | BGT2 | C30 | ED3 | ED5 | RP1 | RP2 | KZ3 | KGT1 | KGT2 | KGT3 | KGT4 | TB5 | SQ1 | TP1 | TP3 | B10 | DG1 | HN2 | HNC | NICG2 | NW8 | TYC | AA1 | AA2 | AA3 | AA4 | CU1 | LE3 | ER3 | ER4 | ER1 | ER2 | LE1 | LE2 | LI1 | LI2 | LI3 | LI4 | LI5 | AT1 | AT2 | AT4 | AD2 | SK3 | SK4 | B31 | B32 | CGT8 | FG2 | IW1 | WG1 | GI4 | IL1 | IL2 | IL3 | IL4 | IL5 | IL6 | DB1 | IS3 | KGT6 | KGT7 | PB7 | DW1 | PBA | PBB | CMN | ED1 | TH1 | TH2 | TH3 | TH4
05/07/25 00:00 | 15000 | 15000 | 15000 | 9000 | 9000 | 9000 | 9000 | 9000 | 9000 | 9000 | 9000 | 9000 | 9000 | 9000 | 9000 | 9000 | 9000 | 9000 | 9000 | 9000 | 9000 | 9000 | 9000 | 9000 | 9000 | 9000 | 9000 | 9000 | 9000 | 9000 | 9000 | 9000 | 9000 | 9000 | 9000 | 9000 | 9000 | 9000 | 9000 | 9000 | 9000 | 9000 | 9000 | 9000 | 9000 | 9000 | 9000 | 9000 | 9000 | 9000 | 9000 | 9000 | 9000 | 9000 | 9000 | 9000 | 9000 | 9000 | 9000 | 9000 | 9000 | 9000 | 9000 | 9000 | 9000 | 9000 | 9000 | 9000 | 9000 | 9000 | 9000 | 9000 | 9000 | 9000 | 9000 | 9000 | 9000 | 9000 | 9000 | 9000 | 9000 | 9000 | 9000 | 9000 | 9000 | 9000 | 9000 | 9000 | 9000 | 9000 | 9000 | 9000 | 9000 | 9000 | 9000 | 9000 | 9000 | 9000 | 9000 | 9000 | 9000 | 9000 | 9000 | 9000 | 9000 | 9000 | 9000 | 9000 | 9000 | 9000 | 9000 | 9000 | 9000 | 9000 | 9000 | 9000 | 9000 | 9000 | 9000 | 9000 | 9000 | 9000 | 9000 | 9000 | 9000 | 9000 | 9000 | 9000 | 9000 | 9000 | 9000 | 9000 | 9000 | 9000 | 9000 | 9000 | 9000 | 9000 | 9000 | 9000 | 9000 | 9000 | 9000 | 9000 | 9000 | 9000 | 9000 | 9000 | 9000 | 9000 | 9000 | 9000 | 9000 | 9000 | 9000 | 9000 | 9000 | 9000 | 9000 | 9000 | 9000 | 9000 | 9000 | 9000 | 9000 | 9000 | 9000 | 9000 | 9000 | 9000 | 9000 | 9000 | 9000 | 9000 | 9000 | 9000 | 9000 | 9000 | 9000 | 9000 | 9000 | 9000 | 9000 | 9000 | 9000 | 9000 | 9000 | 9000 | 9000 | 9000 | 9000 | 9000 | 9000 | 9000 | 9000 | 9000 | 9000 | 9000 | 9000 | 9000 | 9000 | 9000 | 9000 | 9000 | 9000 | 9000 | 9000 | 9000 | 9000 | 9000 | 9000 | 8000 | 143 | 143 | 143 | 246.74 | 246.74 | 206.04 | 506.96 | 506.95 | 190.97 | 190.97 | 424.84 | 425.9 | 425.9 | 196.54 | 196.54 | 145.57 | 132.62 | 193.76 | 193.76 | 79.19 | 125.79 | 54.19 | 59.7 | 0 | 121.14 | 26.6 | 8000 | 8000 | 8000 | 8000 | 8000 | 8000 | 8000 | 8000 | 8000 | 8000 | 8000 | 8000 | 8000 | 8000 | 8000 | 8000 | 8000 | 108.19 | 108.18 | 108.17 | 40.96 | 0 | 0 | 75.91 | 75.91 | 51.59 | 111.57 | 0 | 48.65 | 71.88 | 98.17 | 98.17 | 98.17 | 98.17 | 98.17 | 98.17 | 47.53 | 108.86 | 83.15 | 83.15 | 108.86 | 0 | 77.63 | 77.64 | 331.49 | 7000 | 0 | 0 | 0 | 0
05/07/25 00:30 | 15000 | 15000 | 15000 | 9000 | 9000 | 9000 | 9000 | 9000 | 9000 | 9000 | 9000 | 9000 | 9000 | 9000 | 9000 | 9000 | 9000 | 9000 | 9000 | 9000 | 9000 | 9000 | 9000 | 9000 | 9000 | 9000 | 9000 | 9000 | 9000 | 9000 | 9000 | 9000 | 9000 | 9000 | 9000 | 9000 | 9000 | 9000 | 9000 | 9000 | 9000 | 9000 | 9000 | 9000 | 9000 | 9000 | 9000 | 9000 | 9000 | 9000 | 9000 | 9000 | 9000 | 9000 | 9000 | 9000 | 9000 | 9000 | 9000 | 9000 | 9000 | 9000 | 9000 | 9000 | 9000 | 9000 | 9000 | 9000 | 9000 | 9000 | 9000 | 9000 | 9000 | 9000 | 9000 | 9000 | 9000 | 9000 | 9000 | 9000 | 9000 | 9000 | 9000 | 9000 | 9000 | 9000 | 9000 | 9000 | 9000 | 9000 | 9000 | 9000 | 9000 | 9000 | 9000 | 9000 | 9000 | 9000 | 9000 | 9000 | 9000 | 9000 | 9000 | 9000 | 9000 | 9000 | 9000 | 9000 | 9000 | 9000 | 9000 | 9000 | 9000 | 9000 | 9000 | 9000 | 9000 | 9000 | 9000 | 9000 | 9000 | 9000 | 9000 | 9000 | 9000 | 9000 | 9000 | 9000 | 9000 | 9000 | 9000 | 9000 | 9000 | 9000 | 9000 | 9000 | 9000 | 9000 | 9000 | 9000 | 9000 | 9000 | 9000 | 9000 | 9000 | 9000 | 9000 | 9000 | 9000 | 9000 | 9000 | 9000 | 9000 | 9000 | 9000 | 9000 | 9000 | 9000 | 9000 | 9000 | 9000 | 9000 | 9000 | 9000 | 9000 | 9000 | 9000 | 9000 | 9000 | 9000 | 9000 | 9000 | 9000 | 9000 | 9000 | 9000 | 9000 | 9000 | 9000 | 9000 | 9000 | 9000 | 9000 | 9000 | 9000 | 9000 | 9000 | 9000 | 9000 | 9000 | 9000 | 9000 | 9000 | 9000 | 9000 | 9000 | 9000 | 9000 | 9000 | 9000 | 9000 | 9000 | 9000 | 9000 | 9000 | 9000 | 9000 | 9000 | 9000 | 9000 | 9000 | 8000 | 143 | 143 | 143 | 246.74 | 246.74 | 206.04 | 506.96 | 506.95 | 190.97 | 190.97 | 424.84 | 425.9 | 425.9 | 196.54 | 196.54 | 145.57 | 132.62 | 193.76 | 193.76 | 79.19 | 125.79 | 54.19 | 59.7 | 0 | 121.14 | 26.6 | 8000 | 8000 | 8000 | 8000 | 8000 | 8000 | 8000 | 8000 | 8000 | 8000 | 8000 | 8000 | 8000 | 8000 | 8000 | 8000 | 8000 | 108.19 | 108.18 | 108.17 | 40.96 | 0 | 0 | 75.91 | 75.91 | 51.59 | 111.57 | 0 | 48.65 | 71.88 | 98.17 | 98.17 | 98.17 | 98.17 | 98.17 | 98.17 | 47.53 | 108.86 | 83.15 | 83.15 | 108.86 | 0 | 77.63 | 77.64 | 331.49 | 7000 | 0 | 0 | 0 | 0
05/07/25 01:00 | 15000 | 15000 | 15000 | 9000 | 9000 | 9000 | 9000 | 9000 | 9000 | 9000 | 9000 | 9000 | 9000 | 9000 | 9000 | 9000 | 9000 | 9000 | 9000 | 9000 | 9000 | 9000 | 9000 | 9000 | 9000 | 9000 | 9000 | 9000 | 9000 | 9000 | 9000 | 9000 | 9000 | 9000 | 9000 | 9000 | 9000 | 9000 | 9000 | 9000 | 9000 | 9000 | 9000 | 9000 | 9000 | 9000 | 9000 | 9000 | 9000 | 9000 | 9000 | 9000 | 9000 | 9000 | 9000 | 9000 | 9000 | 9000 | 9000 | 9000 | 9000 | 9000 | 9000 | 9000 | 9000 | 9000 | 9000 | 9000 | 9000 | 9000 | 9000 | 9000 | 9000 | 9000 | 9000 | 9000 | 9000 | 9000 | 9000 | 9000 | 9000 | 9000 | 9000 | 9000 | 9000 | 9000 | 9000 | 9000 | 9000 | 9000 | 9000 | 9000 | 9000 | 9000 | 9000 | 9000 | 9000 | 9000 | 9000 | 9000 | 9000 | 9000 | 9000 | 9000 | 9000 | 9000 | 9000 | 9000 | 9000 | 9000 | 9000 | 9000 | 9000 | 9000 | 9000 | 9000 | 9000 | 9000 | 9000 | 9000 | 9000 | 9000 | 9000 | 9000 | 9000 | 9000 | 9000 | 9000 | 9000 | 9000 | 9000 | 9000 | 9000 | 9000 | 9000 | 9000 | 9000 | 9000 | 9000 | 9000 | 9000 | 9000 | 9000 | 9000 | 9000 | 9000 | 9000 | 9000 | 9000 | 9000 | 9000 | 9000 | 9000 | 9000 | 9000 | 9000 | 9000 | 9000 | 9000 | 9000 | 9000 | 9000 | 9000 | 9000 | 9000 | 9000 | 9000 | 9000 | 9000 | 9000 | 9000 | 9000 | 9000 | 9000 | 9000 | 9000 | 9000 | 9000 | 9000 | 9000 | 9000 | 9000 | 9000 | 9000 | 9000 | 9000 | 9000 | 9000 | 9000 | 9000 | 9000 | 9000 | 9000 | 9000 | 9000 | 9000 | 9000 | 9000 | 9000 | 9000 | 9000 | 9000 | 9000 | 9000 | 9000 | 9000 | 9000 | 9000 | 9000 | 9000 | 9000 | 8000 | 143 | 143 | 143 | 246.74 | 246.74 | 206.04 | 506.96 | 506.95 | 190.97 | 190.97 | 424.84 | 425.9 | 425.9 | 196.54 | 196.54 | 145.57 | 132.62 | 193.76 | 193.76 | 79.19 | 125.79 | 54.19 | 59.7 | 0 | 121.14 | 26.6 | 8000 | 8000 | 8000 | 8000 | 8000 | 8000 | 8000 | 8000 | 8000 | 8000 | 8000 | 8000 | 8000 | 8000 | 8000 | 8000 | 8000 | 108.19 | 108.18 | 108.17 | 40.96 | 0 | 0 | 75.91 | 75.91 | 51.59 | 111.57 | 0 | 48.65 | 71.88 | 98.17 | 98.17 | 98.17 | 98.17 | 98.17 | 98.17 | 47.53 | 108.86 | 83.15 | 83.15 | 108.86 | 0 | 77.63 | 77.64 | 331.49 | 7000 | 0 | 0 | 0 | 0
05/07/25 01:30 | 15000 | 15000 | 15000 | 9000 | 9000 | 9000 | 9000 | 9000 | 9000 | 9000 | 9000 | 9000 | 9000 | 9000 | 9000 | 9000 | 9000 | 9000 | 9000 | 9000 | 9000 | 9000 | 9000 | 9000 | 9000 | 9000 | 9000 | 9000 | 9000 | 9000 | 9000 | 9000 | 9000 | 9000 | 9000 | 9000 | 9000 | 9000 | 9000 | 9000 | 9000 | 9000 | 9000 | 9000 | 9000 | 9000 | 9000 | 9000 | 9000 | 9000 | 9000 | 9000 | 9000 | 9000 | 9000 | 9000 | 9000 | 9000 | 9000 | 9000 | 9000 | 9000 | 9000 | 9000 | 9000 | 9000 | 9000 | 9000 | 9000 | 9000 | 9000 | 9000 | 9000 | 9000 | 9000 | 9000 | 9000 | 9000 | 9000 | 9000 | 9000 | 9000 | 9000 | 9000 | 9000 | 9000 | 9000 | 9000 | 9000 | 9000 | 9000 | 9000 | 9000 | 9000 | 9000 | 9000 | 9000 | 9000 | 9000 | 9000 | 9000 | 9000 | 9000 | 9000 | 9000 | 9000 | 9000 | 9000 | 9000 | 9000 | 9000 | 9000 | 9000 | 9000 | 9000 | 9000 | 9000 | 9000 | 9000 | 9000 | 9000 | 9000 | 9000 | 9000 | 9000 | 9000 | 9000 | 9000 | 9000 | 9000 | 9000 | 9000 | 9000 | 9000 | 9000 | 9000 | 9000 | 9000 | 9000 | 9000 | 9000 | 9000 | 9000 | 9000 | 9000 | 9000 | 9000 | 9000 | 9000 | 9000 | 9000 | 9000 | 9000 | 9000 | 9000 | 9000 | 9000 | 9000 | 9000 | 9000 | 9000 | 9000 | 9000 | 9000 | 9000 | 9000 | 9000 | 9000 | 9000 | 9000 | 9000 | 9000 | 9000 | 9000 | 9000 | 9000 | 9000 | 9000 | 9000 | 9000 | 9000 | 9000 | 9000 | 9000 | 9000 | 9000 | 9000 | 9000 | 9000 | 9000 | 9000 | 9000 | 9000 | 9000 | 9000 | 9000 | 9000 | 9000 | 9000 | 9000 | 9000 | 9000 | 9000 | 9000 | 9000 | 9000 | 9000 | 9000 | 9000 | 9000 | 9000 | 8000 | 143 | 143 | 143 | 246.74 | 246.74 | 206.04 | 506.96 | 506.95 | 190.97 | 190.97 | 424.84 | 425.9 | 425.9 | 196.54 | 196.54 | 145.57 | 132.62 | 193.76 | 193.76 | 79.19 | 125.79 | 54.19 | 59.7 | 0 | 121.14 | 26.6 | 8000 | 8000 | 8000 | 8000 | 8000 | 8000 | 8000 | 8000 | 8000 | 8000 | 8000 | 8000 | 8000 | 8000 | 8000 | 8000 | 8000 | 108.19 | 108.18 | 108.17 | 40.96 | 0 | 0 | 75.91 | 75.91 | 51.59 | 111.57 | 0 | 48.65 | 71.88 | 98.17 | 98.17 | 98.17 | 98.17 | 98.17 | 98.17 | 47.53 | 108.86 | 83.15 | 83.15 | 108.86 | 0 | 77.63 | 77.64 | 331.49 | 7000 | 0 | 0 | 0 | 0
05/07/25 02:00 | 15000 | 15000 | 15000 | 9000 | 9000 | 9000 | 9000 | 9000 | 9000 | 9000 | 9000 | 9000 | 9000 | 9000 | 9000 | 9000 | 9000 | 9000 | 9000 | 9000 | 9000 | 9000 | 9000 | 9000 | 9000 | 9000 | 9000 | 9000 | 9000 | 9000 | 9000 | 9000 | 9000 | 9000 | 9000 | 9000 | 9000 | 9000 | 9000 | 9000 | 9000 | 9000 | 9000 | 9000 | 9000 | 9000 | 9000 | 9000 | 9000 | 9000 | 9000 | 9000 | 9000 | 9000 | 9000 | 9000 | 9000 | 9000 | 9000 | 9000 | 9000 | 9000 | 9000 | 9000 | 9000 | 9000 | 9000 | 9000 | 9000 | 9000 | 9000 | 9000 | 9000 | 9000 | 9000 | 9000 | 9000 | 9000 | 9000 | 9000 | 9000 | 9000 | 9000 | 9000 | 9000 | 9000 | 9000 | 9000 | 9000 | 9000 | 9000 | 9000 | 9000 | 9000 | 9000 | 9000 | 9000 | 9000 | 9000 | 9000 | 9000 | 9000 | 9000 | 9000 | 9000 | 9000 | 9000 | 9000 | 9000 | 9000 | 9000 | 9000 | 9000 | 9000 | 9000 | 9000 | 9000 | 9000 | 9000 | 9000 | 9000 | 9000 | 9000 | 9000 | 9000 | 9000 | 9000 | 9000 | 9000 | 9000 | 9000 | 9000 | 9000 | 9000 | 9000 | 9000 | 9000 | 9000 | 9000 | 9000 | 9000 | 9000 | 9000 | 9000 | 9000 | 9000 | 9000 | 9000 | 9000 | 9000 | 9000 | 9000 | 9000 | 9000 | 9000 | 9000 | 9000 | 9000 | 9000 | 9000 | 9000 | 9000 | 9000 | 9000 | 9000 | 9000 | 9000 | 9000 | 9000 | 9000 | 9000 | 9000 | 9000 | 9000 | 9000 | 9000 | 9000 | 9000 | 9000 | 9000 | 9000 | 9000 | 9000 | 9000 | 9000 | 9000 | 9000 | 9000 | 9000 | 9000 | 9000 | 9000 | 9000 | 9000 | 9000 | 9000 | 9000 | 9000 | 9000 | 9000 | 9000 | 9000 | 9000 | 9000 | 9000 | 9000 | 9000 | 9000 | 9000 | 9000 | 9000 | 8000 | 143 | 143 | 143 | 246.74 | 246.74 | 206.04 | 506.96 | 506.95 | 190.97 | 190.97 | 424.84 | 425.9 | 425.9 | 196.54 | 196.54 | 145.57 | 132.62 | 193.76 | 193.76 | 79.19 | 125.79 | 54.19 | 59.7 | 0 | 121.14 | 26.6 | 8000 | 8000 | 8000 | 8000 | 8000 | 8000 | 8000 | 8000 | 8000 | 8000 | 8000 | 8000 | 8000 | 8000 | 8000 | 8000 | 8000 | 108.19 | 108.18 | 108.17 | 40.96 | 0 | 0 | 75.91 | 75.91 | 51.59 | 111.57 | 0 | 48.65 | 71.88 | 98.17 | 98.17 | 98.17 | 98.17 | 98.17 | 98.17 | 47.53 | 108.86 | 83.15 | 83.15 | 108.86 | 0 | 77.63 | 77.64 | 331.49 | 7000 | 0 | 0 | 0 | 0
05/07/25 02:30 | 15000 | 15000 | 15000 | 9000 | 9000 | 9000 | 9000 | 9000 | 9000 | 9000 | 9000 | 9000 | 9000 | 9000 | 9000 | 9000 | 9000 | 9000 | 9000 | 9000 | 9000 | 9000 | 9000 | 9000 | 9000 | 9000 | 9000 | 9000 | 9000 | 9000 | 9000 | 9000 | 9000 | 9000 | 9000 | 9000 | 9000 | 9000 | 9000 | 9000 | 9000 | 9000 | 9000 | 9000 | 9000 | 9000 | 9000 | 9000 | 9000 | 9000 | 9000 | 9000 | 9000 | 9000 | 9000 | 9000 | 9000 | 9000 | 9000 | 9000 | 9000 | 9000 | 9000 | 9000 | 9000 | 9000 | 9000 | 9000 | 9000 | 9000 | 9000 | 9000 | 9000 | 9000 | 9000 | 9000 | 9000 | 9000 | 9000 | 9000 | 9000 | 9000 | 9000 | 9000 | 9000 | 9000 | 9000 | 9000 | 9000 | 9000 | 9000 | 9000 | 9000 | 9000 | 9000 | 9000 | 9000 | 9000 | 9000 | 9000 | 9000 | 9000 | 9000 | 9000 | 9000 | 9000 | 9000 | 9000 | 9000 | 9000 | 9000 | 9000 | 9000 | 9000 | 9000 | 9000 | 9000 | 9000 | 9000 | 9000 | 9000 | 9000 | 9000 | 9000 | 9000 | 9000 | 9000 | 9000 | 9000 | 9000 | 9000 | 9000 | 9000 | 9000 | 9000 | 9000 | 9000 | 9000 | 9000 | 9000 | 9000 | 9000 | 9000 | 9000 | 9000 | 9000 | 9000 | 9000 | 9000 | 9000 | 9000 | 9000 | 9000 | 9000 | 9000 | 9000 | 9000 | 9000 | 9000 | 9000 | 9000 | 9000 | 9000 | 9000 | 9000 | 9000 | 9000 | 9000 | 9000 | 9000 | 9000 | 9000 | 9000 | 9000 | 9000 | 9000 | 9000 | 9000 | 9000 | 9000 | 9000 | 9000 | 9000 | 9000 | 9000 | 9000 | 9000 | 9000 | 9000 | 9000 | 9000 | 9000 | 9000 | 9000 | 9000 | 9000 | 9000 | 9000 | 9000 | 9000 | 9000 | 9000 | 9000 | 9000 | 9000 | 9000 | 9000 | 9000 | 9000 | 9000 | 9000 | 8000 | 143 | 143 | 143 | 246.74 | 246.74 | 206.04 | 506.96 | 506.95 | 190.97 | 190.97 | 424.84 | 425.9 | 425.9 | 196.54 | 196.54 | 145.57 | 132.62 | 193.76 | 193.76 | 79.19 | 125.79 | 54.19 | 59.7 | 0 | 121.14 | 26.6 | 8000 | 8000 | 8000 | 8000 | 8000 | 8000 | 8000 | 8000 | 8000 | 8000 | 8000 | 8000 | 8000 | 8000 | 8000 | 8000 | 8000 | 108.19 | 108.18 | 108.17 | 40.96 | 0 | 0 | 75.91 | 75.91 | 51.59 | 111.57 | 0 | 48.65 | 71.88 | 98.17 | 98.17 | 98.17 | 98.17 | 98.17 | 98.17 | 47.53 | 108.86 | 83.15 | 83.15 | 108.86 | 0 | 77.63 | 77.64 | 331.49 | 7000 | 0 | 0 | 0 | 0
05/07/25 03:00 | 15000 | 15000 | 15000 | 9000 | 9000 | 9000 | 9000 | 9000 | 9000 | 9000 | 9000 | 9000 | 9000 | 9000 | 9000 | 9000 | 9000 | 9000 | 9000 | 9000 | 9000 | 9000 | 9000 | 9000 | 9000 | 9000 | 9000 | 9000 | 9000 | 9000 | 9000 | 9000 | 9000 | 9000 | 9000 | 9000 | 9000 | 9000 | 9000 | 9000 | 9000 | 9000 | 9000 | 9000 | 9000 | 9000 | 9000 | 9000 | 9000 | 9000 | 9000 | 9000 | 9000 | 9000 | 9000 | 9000 | 9000 | 9000 | 9000 | 9000 | 9000 | 9000 | 9000 | 9000 | 9000 | 9000 | 9000 | 9000 | 9000 | 9000 | 9000 | 9000 | 9000 | 9000 | 9000 | 9000 | 9000 | 9000 | 9000 | 9000 | 9000 | 9000 | 9000 | 9000 | 9000 | 9000 | 9000 | 9000 | 9000 | 9000 | 9000 | 9000 | 9000 | 9000 | 9000 | 9000 | 9000 | 9000 | 9000 | 9000 | 9000 | 9000 | 9000 | 9000 | 9000 | 9000 | 9000 | 9000 | 9000 | 9000 | 9000 | 9000 | 9000 | 9000 | 9000 | 9000 | 9000 | 9000 | 9000 | 9000 | 9000 | 9000 | 9000 | 9000 | 9000 | 9000 | 9000 | 9000 | 9000 | 9000 | 9000 | 9000 | 9000 | 9000 | 9000 | 9000 | 9000 | 9000 | 9000 | 9000 | 9000 | 9000 | 9000 | 9000 | 9000 | 9000 | 9000 | 9000 | 9000 | 9000 | 9000 | 9000 | 9000 | 9000 | 9000 | 9000 | 9000 | 9000 | 9000 | 9000 | 9000 | 9000 | 9000 | 9000 | 9000 | 9000 | 9000 | 9000 | 9000 | 9000 | 9000 | 9000 | 9000 | 9000 | 9000 | 9000 | 9000 | 9000 | 9000 | 9000 | 9000 | 9000 | 9000 | 9000 | 9000 | 9000 | 9000 | 9000 | 9000 | 9000 | 9000 | 9000 | 9000 | 9000 | 9000 | 9000 | 9000 | 9000 | 9000 | 9000 | 9000 | 9000 | 9000 | 9000 | 9000 | 9000 | 9000 | 9000 | 9000 | 9000 | 9000 | 8000 | 143 | 143 | 143 | 246.74 | 246.74 | 206.04 | 506.96 | 506.95 | 190.97 | 190.97 | 424.84 | 425.9 | 425.9 | 196.54 | 196.54 | 145.57 | 132.62 | 193.76 | 193.76 | 79.19 | 125.79 | 54.19 | 59.7 | 0 | 121.14 | 26.6 | 8000 | 8000 | 8000 | 8000 | 8000 | 8000 | 8000 | 8000 | 8000 | 8000 | 8000 | 8000 | 8000 | 8000 | 8000 | 8000 | 8000 | 108.19 | 108.18 | 108.17 | 40.96 | 0 | 0 | 75.91 | 75.91 | 51.59 | 111.57 | 0 | 48.65 | 71.88 | 98.17 | 98.17 | 98.17 | 98.17 | 98.17 | 98.17 | 47.53 | 108.86 | 83.15 | 83.15 | 108.86 | 0 | 77.63 | 77.64 | 331.49 | 7000 | 0 | 0 | 0 | 0
05/07/25 03:30 | 15000 | 15000 | 15000 | 9000 | 9000 | 9000 | 9000 | 9000 | 9000 | 9000 | 9000 | 9000 | 9000 | 9000 | 9000 | 9000 | 9000 | 9000 | 9000 | 9000 | 9000 | 9000 | 9000 | 9000 | 9000 | 9000 | 9000 | 9000 | 9000 | 9000 | 9000 | 9000 | 9000 | 9000 | 9000 | 9000 | 9000 | 9000 | 9000 | 9000 | 9000 | 9000 | 9000 | 9000 | 9000 | 9000 | 9000 | 9000 | 9000 | 9000 | 9000 | 9000 | 9000 | 9000 | 9000 | 9000 | 9000 | 9000 | 9000 | 9000 | 9000 | 9000 | 9000 | 9000 | 9000 | 9000 | 9000 | 9000 | 9000 | 9000 | 9000 | 9000 | 9000 | 9000 | 9000 | 9000 | 9000 | 9000 | 9000 | 9000 | 9000 | 9000 | 9000 | 9000 | 9000 | 9000 | 9000 | 9000 | 9000 | 9000 | 9000 | 9000 | 9000 | 9000 | 9000 | 9000 | 9000 | 9000 | 9000 | 9000 | 9000 | 9000 | 9000 | 9000 | 9000 | 9000 | 9000 | 9000 | 9000 | 9000 | 9000 | 9000 | 9000 | 9000 | 9000 | 9000 | 9000 | 9000 | 9000 | 9000 | 9000 | 9000 | 9000 | 9000 | 9000 | 9000 | 9000 | 9000 | 9000 | 9000 | 9000 | 9000 | 9000 | 9000 | 9000 | 9000 | 9000 | 9000 | 9000 | 9000 | 9000 | 9000 | 9000 | 9000 | 9000 | 9000 | 9000 | 9000 | 9000 | 9000 | 9000 | 9000 | 9000 | 9000 | 9000 | 9000 | 9000 | 9000 | 9000 | 9000 | 9000 | 9000 | 9000 | 9000 | 9000 | 9000 | 9000 | 9000 | 9000 | 9000 | 9000 | 9000 | 9000 | 9000 | 9000 | 9000 | 9000 | 9000 | 9000 | 9000 | 9000 | 9000 | 9000 | 9000 | 9000 | 9000 | 9000 | 9000 | 9000 | 9000 | 9000 | 9000 | 9000 | 9000 | 9000 | 9000 | 9000 | 9000 | 9000 | 9000 | 9000 | 9000 | 9000 | 9000 | 9000 | 9000 | 9000 | 9000 | 9000 | 9000 | 9000 | 8000 | 143 | 143 | 143 | 246.74 | 246.74 | 206.04 | 506.96 | 506.95 | 190.97 | 190.97 | 424.84 | 425.9 | 425.9 | 196.54 | 196.54 | 145.57 | 132.62 | 193.76 | 193.76 | 79.19 | 125.79 | 54.19 | 59.7 | 0 | 121.14 | 26.6 | 8000 | 8000 | 8000 | 8000 | 8000 | 8000 | 8000 | 8000 | 8000 | 8000 | 8000 | 8000 | 8000 | 8000 | 8000 | 8000 | 8000 | 108.19 | 108.18 | 108.17 | 40.96 | 0 | 0 | 75.91 | 75.91 | 51.59 | 111.57 | 0 | 48.65 | 71.88 | 98.17 | 98.17 | 98.17 | 98.17 | 98.17 | 98.17 | 47.53 | 108.86 | 83.15 | 83.15 | 108.86 | 0 | 77.63 | 77.64 | 331.49 | 7000 | 0 | 0 | 0 | 0
05/07/25 04:00 | 15000 | 15000 | 15000 | 9000 | 9000 | 9000 | 9000 | 9000 | 9000 | 9000 | 9000 | 9000 | 9000 | 9000 | 9000 | 9000 | 9000 | 9000 | 9000 | 9000 | 9000 | 9000 | 9000 | 9000 | 9000 | 9000 | 9000 | 9000 | 9000 | 9000 | 9000 | 9000 | 9000 | 9000 | 9000 | 9000 | 9000 | 9000 | 9000 | 9000 | 9000 | 9000 | 9000 | 9000 | 9000 | 9000 | 9000 | 9000 | 9000 | 9000 | 9000 | 9000 | 9000 | 9000 | 9000 | 9000 | 9000 | 9000 | 9000 | 9000 | 9000 | 9000 | 9000 | 9000 | 9000 | 9000 | 9000 | 9000 | 9000 | 9000 | 9000 | 9000 | 9000 | 9000 | 9000 | 9000 | 9000 | 9000 | 9000 | 9000 | 9000 | 9000 | 9000 | 9000 | 9000 | 9000 | 9000 | 9000 | 9000 | 9000 | 9000 | 9000 | 9000 | 9000 | 9000 | 9000 | 9000 | 9000 | 9000 | 9000 | 9000 | 9000 | 9000 | 9000 | 9000 | 9000 | 9000 | 9000 | 9000 | 9000 | 9000 | 9000 | 9000 | 9000 | 9000 | 9000 | 9000 | 9000 | 9000 | 9000 | 9000 | 9000 | 9000 | 9000 | 9000 | 9000 | 9000 | 9000 | 9000 | 9000 | 9000 | 9000 | 9000 | 9000 | 9000 | 9000 | 9000 | 9000 | 9000 | 9000 | 9000 | 9000 | 9000 | 9000 | 9000 | 9000 | 9000 | 9000 | 9000 | 9000 | 9000 | 9000 | 9000 | 9000 | 9000 | 9000 | 9000 | 9000 | 9000 | 9000 | 9000 | 9000 | 9000 | 9000 | 9000 | 9000 | 9000 | 9000 | 9000 | 9000 | 9000 | 9000 | 9000 | 9000 | 9000 | 9000 | 9000 | 9000 | 9000 | 9000 | 9000 | 9000 | 9000 | 9000 | 9000 | 9000 | 9000 | 9000 | 9000 | 9000 | 9000 | 9000 | 9000 | 9000 | 9000 | 9000 | 9000 | 9000 | 9000 | 9000 | 9000 | 9000 | 9000 | 9000 | 9000 | 9000 | 9000 | 9000 | 9000 | 9000 | 9000 | 8000 | 143 | 143 | 143 | 246.74 | 246.74 | 206.04 | 506.96 | 506.95 | 190.97 | 190.97 | 424.84 | 425.9 | 425.9 | 196.54 | 196.54 | 145.57 | 132.62 | 193.76 | 193.76 | 79.19 | 125.79 | 54.19 | 59.7 | 0 | 121.14 | 26.6 | 8000 | 8000 | 8000 | 8000 | 8000 | 8000 | 8000 | 8000 | 8000 | 8000 | 8000 | 8000 | 8000 | 8000 | 8000 | 8000 | 8000 | 108.19 | 108.18 | 108.17 | 40.96 | 0 | 0 | 75.91 | 75.91 | 51.59 | 111.57 | 0 | 48.65 | 71.88 | 98.17 | 98.17 | 98.17 | 98.17 | 98.17 | 98.17 | 47.53 | 108.86 | 83.15 | 83.15 | 108.86 | 0 | 77.63 | 77.64 | 331.49 | 7000 | 0 | 0 | 0 | 0
05/07/25 04:30 | 15000 | 15000 | 15000 | 9000 | 9000 | 9000 | 9000 | 9000 | 9000 | 9000 | 9000 | 9000 | 9000 | 9000 | 9000 | 9000 | 9000 | 9000 | 9000 | 9000 | 9000 | 9000 | 9000 | 9000 | 9000 | 9000 | 9000 | 9000 | 9000 | 9000 | 9000 | 9000 | 9000 | 9000 | 9000 | 9000 | 9000 | 9000 | 9000 | 9000 | 9000 | 9000 | 9000 | 9000 | 9000 | 9000 | 9000 | 9000 | 9000 | 9000 | 9000 | 9000 | 9000 | 9000 | 9000 | 9000 | 9000 | 9000 | 9000 | 9000 | 9000 | 9000 | 9000 | 9000 | 9000 | 9000 | 9000 | 9000 | 9000 | 9000 | 9000 | 9000 | 9000 | 9000 | 9000 | 9000 | 9000 | 9000 | 9000 | 9000 | 9000 | 9000 | 9000 | 9000 | 9000 | 9000 | 9000 | 9000 | 9000 | 9000 | 9000 | 9000 | 9000 | 9000 | 9000 | 9000 | 9000 | 9000 | 9000 | 9000 | 9000 | 9000 | 9000 | 9000 | 9000 | 9000 | 9000 | 9000 | 9000 | 9000 | 9000 | 9000 | 9000 | 9000 | 9000 | 9000 | 9000 | 9000 | 9000 | 9000 | 9000 | 9000 | 9000 | 9000 | 9000 | 9000 | 9000 | 9000 | 9000 | 9000 | 9000 | 9000 | 9000 | 9000 | 9000 | 9000 | 9000 | 9000 | 9000 | 9000 | 9000 | 9000 | 9000 | 9000 | 9000 | 9000 | 9000 | 9000 | 9000 | 9000 | 9000 | 9000 | 9000 | 9000 | 9000 | 9000 | 9000 | 9000 | 9000 | 9000 | 9000 | 9000 | 9000 | 9000 | 9000 | 9000 | 9000 | 9000 | 9000 | 9000 | 9000 | 9000 | 9000 | 9000 | 9000 | 9000 | 9000 | 9000 | 9000 | 9000 | 9000 | 9000 | 9000 | 9000 | 9000 | 9000 | 9000 | 9000 | 9000 | 9000 | 9000 | 9000 | 9000 | 9000 | 9000 | 9000 | 9000 | 9000 | 9000 | 9000 | 9000 | 9000 | 9000 | 9000 | 9000 | 9000 | 9000 | 9000 | 9000 | 9000 | 9000 | 8000 | 143 | 143 | 143 | 246.74 | 246.74 | 206.04 | 506.96 | 506.95 | 190.97 | 190.97 | 424.84 | 425.9 | 425.9 | 196.54 | 196.54 | 145.57 | 132.62 | 193.76 | 193.76 | 79.19 | 125.79 | 54.19 | 59.7 | 0 | 121.14 | 26.6 | 8000 | 8000 | 8000 | 8000 | 8000 | 8000 | 8000 | 8000 | 8000 | 8000 | 8000 | 8000 | 8000 | 8000 | 8000 | 8000 | 8000 | 108.19 | 108.18 | 108.17 | 40.96 | 0 | 0 | 75.91 | 75.91 | 51.59 | 111.57 | 0 | 48.65 | 71.88 | 98.17 | 98.17 | 98.17 | 98.17 | 98.17 | 98.17 | 47.53 | 108.86 | 83.15 | 83.15 | 108.86 | 0 | 77.63 | 77.64 | 331.49 | 7000 | 0 | 0 | 0 | 0
05/07/25 05:00 | 15000 | 15000 | 15000 | 9000 | 9000 | 9000 | 9000 | 9000 | 9000 | 9000 | 9000 | 9000 | 9000 | 9000 | 9000 | 9000 | 9000 | 9000 | 9000 | 9000 | 9000 | 9000 | 9000 | 9000 | 9000 | 9000 | 9000 | 9000 | 9000 | 9000 | 9000 | 9000 | 9000 | 9000 | 9000 | 9000 | 9000 | 9000 | 9000 | 9000 | 9000 | 9000 | 9000 | 9000 | 9000 | 9000 | 9000 | 9000 | 9000 | 9000 | 9000 | 9000 | 9000 | 9000 | 9000 | 9000 | 9000 | 9000 | 9000 | 9000 | 9000 | 9000 | 9000 | 9000 | 9000 | 9000 | 9000 | 9000 | 9000 | 9000 | 9000 | 9000 | 9000 | 9000 | 9000 | 9000 | 9000 | 9000 | 9000 | 9000 | 9000 | 9000 | 9000 | 9000 | 9000 | 9000 | 9000 | 9000 | 9000 | 9000 | 9000 | 9000 | 9000 | 9000 | 9000 | 9000 | 9000 | 9000 | 9000 | 9000 | 9000 | 9000 | 9000 | 9000 | 9000 | 9000 | 9000 | 9000 | 9000 | 9000 | 9000 | 9000 | 9000 | 9000 | 9000 | 9000 | 9000 | 9000 | 9000 | 9000 | 9000 | 9000 | 9000 | 9000 | 9000 | 9000 | 9000 | 9000 | 9000 | 9000 | 9000 | 9000 | 9000 | 9000 | 9000 | 9000 | 9000 | 9000 | 9000 | 9000 | 9000 | 9000 | 9000 | 9000 | 9000 | 9000 | 9000 | 9000 | 9000 | 9000 | 9000 | 9000 | 9000 | 9000 | 9000 | 9000 | 9000 | 9000 | 9000 | 9000 | 9000 | 9000 | 9000 | 9000 | 9000 | 9000 | 9000 | 9000 | 9000 | 9000 | 9000 | 9000 | 9000 | 9000 | 9000 | 9000 | 9000 | 9000 | 9000 | 9000 | 9000 | 9000 | 9000 | 9000 | 9000 | 9000 | 9000 | 9000 | 9000 | 9000 | 9000 | 9000 | 9000 | 9000 | 9000 | 9000 | 9000 | 9000 | 9000 | 9000 | 9000 | 9000 | 9000 | 9000 | 9000 | 9000 | 9000 | 9000 | 9000 | 9000 | 9000 | 8000 | 143 | 143 | 143 | 246.74 | 246.74 | 206.04 | 506.96 | 506.95 | 190.97 | 190.97 | 424.84 | 425.9 | 425.9 | 196.54 | 196.54 | 145.57 | 132.62 | 193.76 | 193.76 | 79.19 | 125.79 | 54.19 | 59.7 | 0 | 121.14 | 26.6 | 8000 | 8000 | 8000 | 8000 | 8000 | 8000 | 8000 | 8000 | 8000 | 8000 | 8000 | 8000 | 8000 | 8000 | 8000 | 8000 | 8000 | 108.19 | 108.18 | 108.17 | 40.96 | 0 | 0 | 75.91 | 75.91 | 51.59 | 111.57 | 0 | 48.65 | 71.88 | 98.17 | 98.17 | 98.17 | 98.17 | 98.17 | 98.17 | 47.53 | 108.86 | 83.15 | 83.15 | 108.86 | 0 | 77.63 | 77.64 | 331.49 | 7000 | 0 | 0 | 0 | 0
05/07/25 05:30 | 15000 | 15000 | 15000 | 9000 | 9000 | 9000 | 9000 | 9000 | 9000 | 9000 | 9000 | 9000 | 9000 | 9000 | 9000 | 9000 | 9000 | 9000 | 9000 | 9000 | 9000 | 9000 | 9000 | 9000 | 9000 | 9000 | 9000 | 9000 | 9000 | 9000 | 9000 | 9000 | 9000 | 9000 | 9000 | 9000 | 9000 | 9000 | 9000 | 9000 | 9000 | 9000 | 9000 | 9000 | 9000 | 9000 | 9000 | 9000 | 9000 | 9000 | 9000 | 9000 | 9000 | 9000 | 9000 | 9000 | 9000 | 9000 | 9000 | 9000 | 9000 | 9000 | 9000 | 9000 | 9000 | 9000 | 9000 | 9000 | 9000 | 9000 | 9000 | 9000 | 9000 | 9000 | 9000 | 9000 | 9000 | 9000 | 9000 | 9000 | 9000 | 9000 | 9000 | 9000 | 9000 | 9000 | 9000 | 9000 | 9000 | 9000 | 9000 | 9000 | 9000 | 9000 | 9000 | 9000 | 9000 | 9000 | 9000 | 9000 | 9000 | 9000 | 9000 | 9000 | 9000 | 9000 | 9000 | 9000 | 9000 | 9000 | 9000 | 9000 | 9000 | 9000 | 9000 | 9000 | 9000 | 9000 | 9000 | 9000 | 9000 | 9000 | 9000 | 9000 | 9000 | 9000 | 9000 | 9000 | 9000 | 9000 | 9000 | 9000 | 9000 | 9000 | 9000 | 9000 | 9000 | 9000 | 9000 | 9000 | 9000 | 9000 | 9000 | 9000 | 9000 | 9000 | 9000 | 9000 | 9000 | 9000 | 9000 | 9000 | 9000 | 9000 | 9000 | 9000 | 9000 | 9000 | 9000 | 9000 | 9000 | 9000 | 9000 | 9000 | 9000 | 9000 | 9000 | 9000 | 9000 | 9000 | 9000 | 9000 | 9000 | 9000 | 9000 | 9000 | 9000 | 9000 | 9000 | 9000 | 9000 | 9000 | 9000 | 9000 | 9000 | 9000 | 9000 | 9000 | 9000 | 9000 | 9000 | 9000 | 9000 | 9000 | 9000 | 9000 | 9000 | 9000 | 9000 | 9000 | 9000 | 9000 | 9000 | 9000 | 9000 | 9000 | 9000 | 9000 | 9000 | 9000 | 9000 | 8000 | 143 | 143 | 143 | 246.74 | 246.74 | 206.04 | 506.96 | 506.95 | 190.97 | 190.97 | 424.84 | 425.9 | 425.9 | 196.54 | 196.54 | 145.57 | 132.62 | 193.76 | 193.76 | 79.19 | 125.79 | 54.19 | 59.7 | 0 | 121.14 | 26.6 | 8000 | 8000 | 8000 | 8000 | 8000 | 8000 | 8000 | 8000 | 8000 | 8000 | 8000 | 8000 | 8000 | 8000 | 8000 | 8000 | 8000 | 108.19 | 108.18 | 108.17 | 40.96 | 0 | 0 | 75.91 | 75.91 | 51.59 | 111.57 | 0 | 48.65 | 71.88 | 98.17 | 98.17 | 98.17 | 98.17 | 98.17 | 98.17 | 47.53 | 108.86 | 83.15 | 83.15 | 108.86 | 0 | 77.63 | 77.64 | 331.49 | 7000 | 0 | 0 | 0 | 0
05/07/25 06:00 | 15000 | 15000 | 15000 | 9000 | 9000 | 9000 | 9000 | 9000 | 9000 | 9000 | 9000 | 9000 | 9000 | 9000 | 9000 | 9000 | 9000 | 9000 | 9000 | 9000 | 9000 | 9000 | 9000 | 9000 | 9000 | 9000 | 9000 | 9000 | 9000 | 9000 | 9000 | 9000 | 9000 | 9000 | 9000 | 9000 | 9000 | 9000 | 9000 | 9000 | 9000 | 9000 | 9000 | 9000 | 9000 | 9000 | 9000 | 9000 | 9000 | 9000 | 9000 | 9000 | 9000 | 9000 | 9000 | 9000 | 9000 | 9000 | 9000 | 9000 | 9000 | 9000 | 9000 | 9000 | 9000 | 9000 | 9000 | 9000 | 9000 | 9000 | 9000 | 9000 | 9000 | 9000 | 9000 | 9000 | 9000 | 9000 | 9000 | 9000 | 9000 | 9000 | 9000 | 9000 | 9000 | 9000 | 9000 | 9000 | 9000 | 9000 | 9000 | 9000 | 9000 | 9000 | 9000 | 9000 | 9000 | 9000 | 9000 | 9000 | 9000 | 9000 | 9000 | 9000 | 9000 | 9000 | 9000 | 9000 | 9000 | 9000 | 9000 | 9000 | 9000 | 9000 | 9000 | 9000 | 9000 | 9000 | 9000 | 9000 | 9000 | 9000 | 9000 | 9000 | 9000 | 9000 | 9000 | 9000 | 9000 | 9000 | 9000 | 9000 | 9000 | 9000 | 9000 | 9000 | 9000 | 9000 | 9000 | 9000 | 9000 | 9000 | 9000 | 9000 | 9000 | 9000 | 9000 | 9000 | 9000 | 9000 | 9000 | 9000 | 9000 | 9000 | 9000 | 9000 | 9000 | 9000 | 9000 | 9000 | 9000 | 9000 | 9000 | 9000 | 9000 | 9000 | 9000 | 9000 | 9000 | 9000 | 9000 | 9000 | 9000 | 9000 | 9000 | 9000 | 9000 | 9000 | 9000 | 9000 | 9000 | 9000 | 9000 | 9000 | 9000 | 9000 | 9000 | 9000 | 9000 | 9000 | 9000 | 9000 | 9000 | 9000 | 9000 | 9000 | 9000 | 9000 | 9000 | 9000 | 9000 | 9000 | 9000 | 9000 | 9000 | 9000 | 9000 | 9000 | 9000 | 9000 | 9000 | 8000 | 143 | 143 | 143 | 246.74 | 246.74 | 206.04 | 506.96 | 506.95 | 190.97 | 190.97 | 424.84 | 425.9 | 425.9 | 196.54 | 196.54 | 145.57 | 132.62 | 193.76 | 193.76 | 79.19 | 125.79 | 54.19 | 59.7 | 0 | 121.14 | 26.6 | 8000 | 8000 | 8000 | 8000 | 8000 | 8000 | 8000 | 8000 | 8000 | 8000 | 8000 | 8000 | 8000 | 8000 | 8000 | 8000 | 8000 | 108.19 | 108.18 | 108.17 | 40.96 | 0 | 0 | 75.91 | 75.91 | 51.59 | 111.57 | 0 | 48.65 | 71.88 | 98.17 | 98.17 | 98.17 | 98.17 | 98.17 | 98.17 | 47.53 | 108.86 | 83.15 | 83.15 | 108.86 | 0 | 77.63 | 77.64 | 331.49 | 7000 | 0 | 0 | 0 | 0
05/07/25 06:30 | 15000 | 15000 | 15000 | 9000 | 9000 | 9000 | 9000 | 9000 | 9000 | 9000 | 9000 | 9000 | 9000 | 9000 | 9000 | 9000 | 9000 | 9000 | 9000 | 9000 | 9000 | 9000 | 9000 | 9000 | 9000 | 9000 | 9000 | 9000 | 9000 | 9000 | 9000 | 9000 | 9000 | 9000 | 9000 | 9000 | 9000 | 9000 | 9000 | 9000 | 9000 | 9000 | 9000 | 9000 | 9000 | 9000 | 9000 | 9000 | 9000 | 9000 | 9000 | 9000 | 9000 | 9000 | 9000 | 9000 | 9000 | 9000 | 9000 | 9000 | 9000 | 9000 | 9000 | 9000 | 9000 | 9000 | 9000 | 9000 | 9000 | 9000 | 9000 | 9000 | 9000 | 9000 | 9000 | 9000 | 9000 | 9000 | 9000 | 9000 | 9000 | 9000 | 9000 | 9000 | 9000 | 9000 | 9000 | 9000 | 9000 | 9000 | 9000 | 9000 | 9000 | 9000 | 9000 | 9000 | 9000 | 9000 | 9000 | 9000 | 9000 | 9000 | 9000 | 9000 | 9000 | 9000 | 9000 | 9000 | 9000 | 9000 | 9000 | 9000 | 9000 | 9000 | 9000 | 9000 | 9000 | 9000 | 9000 | 9000 | 9000 | 9000 | 9000 | 9000 | 9000 | 9000 | 9000 | 9000 | 9000 | 9000 | 9000 | 9000 | 9000 | 9000 | 9000 | 9000 | 9000 | 9000 | 9000 | 9000 | 9000 | 9000 | 9000 | 9000 | 9000 | 9000 | 9000 | 9000 | 9000 | 9000 | 9000 | 9000 | 9000 | 9000 | 9000 | 9000 | 9000 | 9000 | 9000 | 9000 | 9000 | 9000 | 9000 | 9000 | 9000 | 9000 | 9000 | 9000 | 9000 | 9000 | 9000 | 9000 | 9000 | 9000 | 9000 | 9000 | 9000 | 9000 | 9000 | 9000 | 9000 | 9000 | 9000 | 9000 | 9000 | 9000 | 9000 | 9000 | 9000 | 9000 | 9000 | 9000 | 9000 | 9000 | 9000 | 9000 | 9000 | 9000 | 9000 | 9000 | 9000 | 9000 | 9000 | 9000 | 9000 | 9000 | 9000 | 9000 | 9000 | 9000 | 9000 | 8000 | 143 | 143 | 143 | 246.74 | 246.74 | 206.04 | 506.96 | 506.95 | 190.97 | 190.97 | 424.84 | 425.9 | 425.9 | 196.54 | 196.54 | 145.57 | 132.62 | 193.76 | 193.76 | 79.19 | 125.79 | 54.19 | 59.7 | 0 | 121.14 | 26.6 | 8000 | 8000 | 8000 | 8000 | 8000 | 8000 | 8000 | 8000 | 8000 | 8000 | 8000 | 8000 | 8000 | 8000 | 8000 | 8000 | 8000 | 108.19 | 108.18 | 108.17 | 40.96 | 0 | 0 | 75.91 | 75.91 | 51.59 | 111.57 | 0 | 48.65 | 71.88 | 98.17 | 98.17 | 98.17 | 98.17 | 98.17 | 98.17 | 47.53 | 108.86 | 83.15 | 83.15 | 108.86 | 0 | 77.63 | 77.64 | 331.49 | 7000 | 0 | 0 | 0 | 0
05/07/25 07:00 | 15000 | 15000 | 15000 | 9000 | 9000 | 9000 | 9000 | 9000 | 9000 | 9000 | 9000 | 9000 | 9000 | 9000 | 9000 | 9000 | 9000 | 9000 | 9000 | 9000 | 9000 | 9000 | 9000 | 9000 | 9000 | 9000 | 9000 | 9000 | 9000 | 9000 | 9000 | 9000 | 9000 | 9000 | 9000 | 9000 | 9000 | 9000 | 9000 | 9000 | 9000 | 9000 | 9000 | 9000 | 9000 | 9000 | 9000 | 9000 | 9000 | 9000 | 9000 | 9000 | 9000 | 9000 | 9000 | 9000 | 9000 | 9000 | 9000 | 9000 | 9000 | 9000 | 9000 | 9000 | 9000 | 9000 | 9000 | 9000 | 9000 | 9000 | 9000 | 9000 | 9000 | 9000 | 9000 | 9000 | 9000 | 9000 | 9000 | 9000 | 9000 | 9000 | 9000 | 9000 | 9000 | 9000 | 9000 | 9000 | 9000 | 9000 | 9000 | 9000 | 9000 | 9000 | 9000 | 9000 | 9000 | 9000 | 9000 | 9000 | 9000 | 9000 | 9000 | 9000 | 9000 | 9000 | 9000 | 9000 | 9000 | 9000 | 9000 | 9000 | 9000 | 9000 | 9000 | 9000 | 9000 | 9000 | 9000 | 9000 | 9000 | 9000 | 9000 | 9000 | 9000 | 9000 | 9000 | 9000 | 9000 | 9000 | 9000 | 9000 | 9000 | 9000 | 9000 | 9000 | 9000 | 9000 | 9000 | 9000 | 9000 | 9000 | 9000 | 9000 | 9000 | 9000 | 9000 | 9000 | 9000 | 9000 | 9000 | 9000 | 9000 | 9000 | 9000 | 9000 | 9000 | 9000 | 9000 | 9000 | 9000 | 9000 | 9000 | 9000 | 9000 | 9000 | 9000 | 9000 | 9000 | 9000 | 9000 | 9000 | 9000 | 9000 | 9000 | 9000 | 9000 | 9000 | 9000 | 9000 | 9000 | 9000 | 9000 | 9000 | 9000 | 9000 | 9000 | 9000 | 9000 | 9000 | 9000 | 9000 | 9000 | 9000 | 9000 | 9000 | 9000 | 9000 | 9000 | 9000 | 9000 | 9000 | 9000 | 9000 | 9000 | 9000 | 9000 | 9000 | 9000 | 9000 | 9000 | 8000 | 143 | 143 | 143 | 246.74 | 246.74 | 206.04 | 506.96 | 506.95 | 190.97 | 190.97 | 424.84 | 425.9 | 425.9 | 196.54 | 196.54 | 145.57 | 132.62 | 193.76 | 193.76 | 79.19 | 125.79 | 54.19 | 59.7 | 0 | 121.14 | 26.6 | 8000 | 8000 | 8000 | 8000 | 8000 | 8000 | 8000 | 8000 | 8000 | 8000 | 8000 | 8000 | 8000 | 8000 | 8000 | 8000 | 8000 | 108.19 | 108.18 | 108.17 | 40.96 | 0 | 0 | 75.91 | 75.91 | 51.59 | 111.57 | 0 | 48.65 | 71.88 | 98.17 | 98.17 | 98.17 | 98.17 | 98.17 | 98.17 | 47.53 | 108.86 | 83.15 | 83.15 | 108.86 | 0 | 77.63 | 77.64 | 331.49 | 7000 | 0 | 0 | 0 | 0
05/07/25 07:30 | 15000 | 15000 | 15000 | 9000 | 9000 | 9000 | 9000 | 9000 | 9000 | 9000 | 9000 | 9000 | 9000 | 9000 | 9000 | 9000 | 9000 | 9000 | 9000 | 9000 | 9000 | 9000 | 9000 | 9000 | 9000 | 9000 | 9000 | 9000 | 9000 | 9000 | 9000 | 9000 | 9000 | 9000 | 9000 | 9000 | 9000 | 9000 | 9000 | 9000 | 9000 | 9000 | 9000 | 9000 | 9000 | 9000 | 9000 | 9000 | 9000 | 9000 | 9000 | 9000 | 9000 | 9000 | 9000 | 9000 | 9000 | 9000 | 9000 | 9000 | 9000 | 9000 | 9000 | 9000 | 9000 | 9000 | 9000 | 9000 | 9000 | 9000 | 9000 | 9000 | 9000 | 9000 | 9000 | 9000 | 9000 | 9000 | 9000 | 9000 | 9000 | 9000 | 9000 | 9000 | 9000 | 9000 | 9000 | 9000 | 9000 | 9000 | 9000 | 9000 | 9000 | 9000 | 9000 | 9000 | 9000 | 9000 | 9000 | 9000 | 9000 | 9000 | 9000 | 9000 | 9000 | 9000 | 9000 | 9000 | 9000 | 9000 | 9000 | 9000 | 9000 | 9000 | 9000 | 9000 | 9000 | 9000 | 9000 | 9000 | 9000 | 9000 | 9000 | 9000 | 9000 | 9000 | 9000 | 9000 | 9000 | 9000 | 9000 | 9000 | 9000 | 9000 | 9000 | 9000 | 9000 | 9000 | 9000 | 9000 | 9000 | 9000 | 9000 | 9000 | 9000 | 9000 | 9000 | 9000 | 9000 | 9000 | 9000 | 9000 | 9000 | 9000 | 9000 | 9000 | 9000 | 9000 | 9000 | 9000 | 9000 | 9000 | 9000 | 9000 | 9000 | 9000 | 9000 | 9000 | 9000 | 9000 | 9000 | 9000 | 9000 | 9000 | 9000 | 9000 | 9000 | 9000 | 9000 | 9000 | 9000 | 9000 | 9000 | 9000 | 9000 | 9000 | 9000 | 9000 | 9000 | 9000 | 9000 | 9000 | 9000 | 9000 | 9000 | 9000 | 9000 | 9000 | 9000 | 9000 | 9000 | 9000 | 9000 | 9000 | 9000 | 9000 | 9000 | 9000 | 9000 | 9000 | 9000 | 8000 | 143 | 143 | 143 | 246.74 | 246.74 | 206.04 | 506.96 | 506.95 | 190.97 | 190.97 | 424.84 | 425.9 | 425.9 | 196.54 | 196.54 | 145.57 | 132.62 | 193.76 | 193.76 | 79.19 | 125.79 | 54.19 | 59.7 | 0 | 121.14 | 26.6 | 8000 | 8000 | 8000 | 8000 | 8000 | 8000 | 8000 | 8000 | 8000 | 8000 | 8000 | 8000 | 8000 | 8000 | 8000 | 8000 | 8000 | 108.19 | 108.18 | 108.17 | 40.96 | 0 | 0 | 75.91 | 75.91 | 51.59 | 111.57 | 0 | 48.65 | 71.88 | 98.17 | 98.17 | 98.17 | 98.17 | 98.17 | 98.17 | 47.53 | 108.86 | 83.15 | 83.15 | 108.86 | 0 | 77.63 | 77.64 | 331.49 | 7000 | 0 | 0 | 0 | 0
05/07/25 08:00 | 15000 | 15000 | 15000 | 9000 | 9000 | 9000 | 9000 | 9000 | 9000 | 9000 | 9000 | 9000 | 9000 | 9000 | 9000 | 9000 | 9000 | 9000 | 9000 | 9000 | 9000 | 9000 | 9000 | 9000 | 9000 | 9000 | 9000 | 9000 | 9000 | 9000 | 9000 | 9000 | 9000 | 9000 | 9000 | 9000 | 9000 | 9000 | 9000 | 9000 | 9000 | 9000 | 9000 | 9000 | 9000 | 9000 | 9000 | 9000 | 9000 | 9000 | 9000 | 9000 | 9000 | 9000 | 9000 | 9000 | 9000 | 9000 | 9000 | 9000 | 9000 | 9000 | 9000 | 9000 | 9000 | 9000 | 9000 | 9000 | 9000 | 9000 | 9000 | 9000 | 9000 | 9000 | 9000 | 9000 | 9000 | 9000 | 9000 | 9000 | 9000 | 9000 | 9000 | 9000 | 9000 | 9000 | 9000 | 9000 | 9000 | 9000 | 9000 | 9000 | 9000 | 9000 | 9000 | 9000 | 9000 | 9000 | 9000 | 9000 | 9000 | 9000 | 9000 | 9000 | 9000 | 9000 | 9000 | 9000 | 9000 | 9000 | 9000 | 9000 | 9000 | 9000 | 9000 | 9000 | 9000 | 9000 | 9000 | 9000 | 9000 | 9000 | 9000 | 9000 | 9000 | 9000 | 9000 | 9000 | 9000 | 9000 | 9000 | 9000 | 9000 | 9000 | 9000 | 9000 | 9000 | 9000 | 9000 | 9000 | 9000 | 9000 | 9000 | 9000 | 9000 | 9000 | 9000 | 9000 | 9000 | 9000 | 9000 | 9000 | 9000 | 9000 | 9000 | 9000 | 9000 | 9000 | 9000 | 9000 | 9000 | 9000 | 9000 | 9000 | 9000 | 9000 | 9000 | 9000 | 9000 | 9000 | 9000 | 9000 | 9000 | 9000 | 9000 | 9000 | 9000 | 9000 | 9000 | 9000 | 9000 | 9000 | 9000 | 9000 | 9000 | 9000 | 9000 | 9000 | 9000 | 9000 | 9000 | 9000 | 9000 | 9000 | 9000 | 9000 | 9000 | 9000 | 9000 | 9000 | 9000 | 9000 | 9000 | 9000 | 9000 | 9000 | 9000 | 9000 | 9000 | 9000 | 9000 | 8000 | 143 | 143 | 143 | 246.74 | 246.74 | 206.04 | 506.96 | 506.95 | 190.97 | 190.97 | 424.84 | 425.9 | 425.9 | 196.54 | 196.54 | 145.57 | 132.62 | 193.76 | 193.76 | 79.19 | 125.79 | 54.19 | 59.7 | 0 | 121.14 | 26.6 | 8000 | 8000 | 8000 | 8000 | 8000 | 8000 | 8000 | 8000 | 8000 | 8000 | 8000 | 8000 | 8000 | 8000 | 8000 | 8000 | 8000 | 108.19 | 108.18 | 108.17 | 40.96 | 0 | 0 | 75.91 | 75.91 | 51.59 | 111.57 | 0 | 48.65 | 71.88 | 98.17 | 98.17 | 98.17 | 98.17 | 98.17 | 98.17 | 47.53 | 108.86 | 83.15 | 83.15 | 108.86 | 0 | 77.63 | 77.64 | 331.49 | 7000 | 0 | 0 | 0 | 0
05/07/25 08:30 | 15000 | 15000 | 15000 | 9000 | 9000 | 9000 | 9000 | 9000 | 9000 | 9000 | 9000 | 9000 | 9000 | 9000 | 9000 | 9000 | 9000 | 9000 | 9000 | 9000 | 9000 | 9000 | 9000 | 9000 | 9000 | 9000 | 9000 | 9000 | 9000 | 9000 | 9000 | 9000 | 9000 | 9000 | 9000 | 9000 | 9000 | 9000 | 9000 | 9000 | 9000 | 9000 | 9000 | 9000 | 9000 | 9000 | 9000 | 9000 | 9000 | 9000 | 9000 | 9000 | 9000 | 9000 | 9000 | 9000 | 9000 | 9000 | 9000 | 9000 | 9000 | 9000 | 9000 | 9000 | 9000 | 9000 | 9000 | 9000 | 9000 | 9000 | 9000 | 9000 | 9000 | 9000 | 9000 | 9000 | 9000 | 9000 | 9000 | 9000 | 9000 | 9000 | 9000 | 9000 | 9000 | 9000 | 9000 | 9000 | 9000 | 9000 | 9000 | 9000 | 9000 | 9000 | 9000 | 9000 | 9000 | 9000 | 9000 | 9000 | 9000 | 9000 | 9000 | 9000 | 9000 | 9000 | 9000 | 9000 | 9000 | 9000 | 9000 | 9000 | 9000 | 9000 | 9000 | 9000 | 9000 | 9000 | 9000 | 9000 | 9000 | 9000 | 9000 | 9000 | 9000 | 9000 | 9000 | 9000 | 9000 | 9000 | 9000 | 9000 | 9000 | 9000 | 9000 | 9000 | 9000 | 9000 | 9000 | 9000 | 9000 | 9000 | 9000 | 9000 | 9000 | 9000 | 9000 | 9000 | 9000 | 9000 | 9000 | 9000 | 9000 | 9000 | 9000 | 9000 | 9000 | 9000 | 9000 | 9000 | 9000 | 9000 | 9000 | 9000 | 9000 | 9000 | 9000 | 9000 | 9000 | 9000 | 9000 | 9000 | 9000 | 9000 | 9000 | 9000 | 9000 | 9000 | 9000 | 9000 | 9000 | 9000 | 9000 | 9000 | 9000 | 9000 | 9000 | 9000 | 9000 | 9000 | 9000 | 9000 | 9000 | 9000 | 9000 | 9000 | 9000 | 9000 | 9000 | 9000 | 9000 | 9000 | 9000 | 9000 | 9000 | 9000 | 9000 | 9000 | 9000 | 9000 | 9000 | 8000 | 143 | 143 | 143 | 246.74 | 246.74 | 206.04 | 506.96 | 506.95 | 190.97 | 190.97 | 424.84 | 425.9 | 425.9 | 196.54 | 196.54 | 145.57 | 132.62 | 193.76 | 193.76 | 79.19 | 125.79 | 54.19 | 59.7 | 0 | 121.14 | 26.6 | 8000 | 8000 | 8000 | 8000 | 8000 | 8000 | 8000 | 8000 | 8000 | 8000 | 8000 | 8000 | 8000 | 8000 | 8000 | 8000 | 8000 | 108.19 | 108.18 | 108.17 | 40.96 | 0 | 0 | 75.91 | 75.91 | 51.59 | 111.57 | 0 | 48.65 | 71.88 | 98.17 | 98.17 | 98.17 | 98.17 | 98.17 | 98.17 | 47.53 | 108.86 | 83.15 | 83.15 | 108.86 | 0 | 77.63 | 77.64 | 331.49 | 7000 | 0 | 0 | 0 | 0
05/07/25 09:00 | 15000 | 15000 | 15000 | 9000 | 9000 | 9000 | 9000 | 9000 | 9000 | 9000 | 9000 | 9000 | 9000 | 9000 | 9000 | 9000 | 9000 | 9000 | 9000 | 9000 | 9000 | 9000 | 9000 | 9000 | 9000 | 9000 | 9000 | 9000 | 9000 | 9000 | 9000 | 9000 | 9000 | 9000 | 9000 | 9000 | 9000 | 9000 | 9000 | 9000 | 9000 | 9000 | 9000 | 9000 | 9000 | 9000 | 9000 | 9000 | 9000 | 9000 | 9000 | 9000 | 9000 | 9000 | 9000 | 9000 | 9000 | 9000 | 9000 | 9000 | 9000 | 9000 | 9000 | 9000 | 9000 | 9000 | 9000 | 9000 | 9000 | 9000 | 9000 | 9000 | 9000 | 9000 | 9000 | 9000 | 9000 | 9000 | 9000 | 9000 | 9000 | 9000 | 9000 | 9000 | 9000 | 9000 | 9000 | 9000 | 9000 | 9000 | 9000 | 9000 | 9000 | 9000 | 9000 | 9000 | 9000 | 9000 | 9000 | 9000 | 9000 | 9000 | 9000 | 9000 | 9000 | 9000 | 9000 | 9000 | 9000 | 9000 | 9000 | 9000 | 9000 | 9000 | 9000 | 9000 | 9000 | 9000 | 9000 | 9000 | 9000 | 9000 | 9000 | 9000 | 9000 | 9000 | 9000 | 9000 | 9000 | 9000 | 9000 | 9000 | 9000 | 9000 | 9000 | 9000 | 9000 | 9000 | 9000 | 9000 | 9000 | 9000 | 9000 | 9000 | 9000 | 9000 | 9000 | 9000 | 9000 | 9000 | 9000 | 9000 | 9000 | 9000 | 9000 | 9000 | 9000 | 9000 | 9000 | 9000 | 9000 | 9000 | 9000 | 9000 | 9000 | 9000 | 9000 | 9000 | 9000 | 9000 | 9000 | 9000 | 9000 | 9000 | 9000 | 9000 | 9000 | 9000 | 9000 | 9000 | 9000 | 9000 | 9000 | 9000 | 9000 | 9000 | 9000 | 9000 | 9000 | 9000 | 9000 | 9000 | 9000 | 9000 | 9000 | 9000 | 9000 | 9000 | 9000 | 9000 | 9000 | 9000 | 9000 | 9000 | 9000 | 9000 | 9000 | 9000 | 9000 | 9000 | 9000 | 8000 | 143 | 143 | 143 | 246.74 | 246.74 | 206.04 | 506.96 | 506.95 | 190.97 | 190.97 | 424.84 | 425.9 | 425.9 | 196.54 | 196.54 | 145.57 | 132.62 | 193.76 | 193.76 | 79.19 | 125.79 | 54.19 | 59.7 | 0 | 121.14 | 26.6 | 8000 | 8000 | 8000 | 8000 | 8000 | 8000 | 8000 | 8000 | 8000 | 8000 | 8000 | 8000 | 8000 | 8000 | 8000 | 8000 | 8000 | 108.19 | 108.18 | 108.17 | 40.96 | 0 | 0 | 75.91 | 75.91 | 51.59 | 111.57 | 0 | 48.65 | 71.88 | 98.17 | 98.17 | 98.17 | 98.17 | 98.17 | 98.17 | 47.53 | 108.86 | 83.15 | 83.15 | 108.86 | 0 | 77.63 | 77.64 | 331.49 | 7000 | 0 | 0 | 0 | 0
05/07/25 09:30 | 15000 | 15000 | 15000 | 9000 | 9000 | 9000 | 9000 | 9000 | 9000 | 9000 | 9000 | 9000 | 9000 | 9000 | 9000 | 9000 | 9000 | 9000 | 9000 | 9000 | 9000 | 9000 | 9000 | 9000 | 9000 | 9000 | 9000 | 9000 | 9000 | 9000 | 9000 | 9000 | 9000 | 9000 | 9000 | 9000 | 9000 | 9000 | 9000 | 9000 | 9000 | 9000 | 9000 | 9000 | 9000 | 9000 | 9000 | 9000 | 9000 | 9000 | 9000 | 9000 | 9000 | 9000 | 9000 | 9000 | 9000 | 9000 | 9000 | 9000 | 9000 | 9000 | 9000 | 9000 | 9000 | 9000 | 9000 | 9000 | 9000 | 9000 | 9000 | 9000 | 9000 | 9000 | 9000 | 9000 | 9000 | 9000 | 9000 | 9000 | 9000 | 9000 | 9000 | 9000 | 9000 | 9000 | 9000 | 9000 | 9000 | 9000 | 9000 | 9000 | 9000 | 9000 | 9000 | 9000 | 9000 | 9000 | 9000 | 9000 | 9000 | 9000 | 9000 | 9000 | 9000 | 9000 | 9000 | 9000 | 9000 | 9000 | 9000 | 9000 | 9000 | 9000 | 9000 | 9000 | 9000 | 9000 | 9000 | 9000 | 9000 | 9000 | 9000 | 9000 | 9000 | 9000 | 9000 | 9000 | 9000 | 9000 | 9000 | 9000 | 9000 | 9000 | 9000 | 9000 | 9000 | 9000 | 9000 | 9000 | 9000 | 9000 | 9000 | 9000 | 9000 | 9000 | 9000 | 9000 | 9000 | 9000 | 9000 | 9000 | 9000 | 9000 | 9000 | 9000 | 9000 | 9000 | 9000 | 9000 | 9000 | 9000 | 9000 | 9000 | 9000 | 9000 | 9000 | 9000 | 9000 | 9000 | 9000 | 9000 | 9000 | 9000 | 9000 | 9000 | 9000 | 9000 | 9000 | 9000 | 9000 | 9000 | 9000 | 9000 | 9000 | 9000 | 9000 | 9000 | 9000 | 9000 | 9000 | 9000 | 9000 | 9000 | 9000 | 9000 | 9000 | 9000 | 9000 | 9000 | 9000 | 9000 | 9000 | 9000 | 9000 | 9000 | 9000 | 9000 | 9000 | 9000 | 9000 | 8000 | 143 | 143 | 143 | 246.74 | 246.74 | 206.04 | 506.96 | 506.95 | 190.97 | 190.97 | 424.84 | 425.9 | 425.9 | 196.54 | 196.54 | 145.57 | 132.62 | 193.76 | 193.76 | 79.19 | 125.79 | 54.19 | 59.7 | 0 | 121.14 | 26.6 | 8000 | 8000 | 8000 | 8000 | 8000 | 8000 | 8000 | 8000 | 8000 | 8000 | 8000 | 8000 | 8000 | 8000 | 8000 | 8000 | 8000 | 108.19 | 108.18 | 108.17 | 40.96 | 0 | 0 | 75.91 | 75.91 | 51.59 | 111.57 | 0 | 48.65 | 71.88 | 98.17 | 98.17 | 98.17 | 98.17 | 98.17 | 98.17 | 47.53 | 108.86 | 83.15 | 83.15 | 108.86 | 0 | 77.63 | 77.64 | 331.49 | 7000 | 0 | 0 | 0 | 0
05/07/25 10:00 | 15000 | 15000 | 15000 | 9000 | 9000 | 9000 | 9000 | 9000 | 9000 | 9000 | 9000 | 9000 | 9000 | 9000 | 9000 | 9000 | 9000 | 9000 | 9000 | 9000 | 9000 | 9000 | 9000 | 9000 | 9000 | 9000 | 9000 | 9000 | 9000 | 9000 | 9000 | 9000 | 9000 | 9000 | 9000 | 9000 | 9000 | 9000 | 9000 | 9000 | 9000 | 9000 | 9000 | 9000 | 9000 | 9000 | 9000 | 9000 | 9000 | 9000 | 9000 | 9000 | 9000 | 9000 | 9000 | 9000 | 9000 | 9000 | 9000 | 9000 | 9000 | 9000 | 9000 | 9000 | 9000 | 9000 | 9000 | 9000 | 9000 | 9000 | 9000 | 9000 | 9000 | 9000 | 9000 | 9000 | 9000 | 9000 | 9000 | 9000 | 9000 | 9000 | 9000 | 9000 | 9000 | 9000 | 9000 | 9000 | 9000 | 9000 | 9000 | 9000 | 9000 | 9000 | 9000 | 9000 | 9000 | 9000 | 9000 | 9000 | 9000 | 9000 | 9000 | 9000 | 9000 | 9000 | 9000 | 9000 | 9000 | 9000 | 9000 | 9000 | 9000 | 9000 | 9000 | 9000 | 9000 | 9000 | 9000 | 9000 | 9000 | 9000 | 9000 | 9000 | 9000 | 9000 | 9000 | 9000 | 9000 | 9000 | 9000 | 9000 | 9000 | 9000 | 9000 | 9000 | 9000 | 9000 | 9000 | 9000 | 9000 | 9000 | 9000 | 9000 | 9000 | 9000 | 9000 | 9000 | 9000 | 9000 | 9000 | 9000 | 9000 | 9000 | 9000 | 9000 | 9000 | 9000 | 9000 | 9000 | 9000 | 9000 | 9000 | 9000 | 9000 | 9000 | 9000 | 9000 | 9000 | 9000 | 9000 | 9000 | 9000 | 9000 | 9000 | 9000 | 9000 | 9000 | 9000 | 9000 | 9000 | 9000 | 9000 | 9000 | 9000 | 9000 | 9000 | 9000 | 9000 | 9000 | 9000 | 9000 | 9000 | 9000 | 9000 | 9000 | 9000 | 9000 | 9000 | 9000 | 9000 | 9000 | 9000 | 9000 | 9000 | 9000 | 9000 | 9000 | 9000 | 9000 | 9000 | 8000 | 143 | 143 | 143 | 246.74 | 246.74 | 206.04 | 506.96 | 506.95 | 190.97 | 190.97 | 424.84 | 425.9 | 425.9 | 196.54 | 196.54 | 145.57 | 132.62 | 193.76 | 193.76 | 79.19 | 125.79 | 54.19 | 59.7 | 0 | 121.14 | 26.6 | 8000 | 8000 | 8000 | 8000 | 8000 | 8000 | 8000 | 8000 | 8000 | 8000 | 8000 | 8000 | 8000 | 8000 | 8000 | 8000 | 8000 | 108.19 | 108.18 | 108.17 | 40.96 | 0 | 0 | 75.91 | 75.91 | 51.59 | 111.57 | 0 | 48.65 | 71.88 | 98.17 | 98.17 | 98.17 | 98.17 | 98.17 | 98.17 | 47.53 | 108.86 | 83.15 | 83.15 | 108.86 | 0 | 77.63 | 77.64 | 331.49 | 7000 | 0 | 0 | 0 | 0
05/07/25 10:30 | 15000 | 15000 | 15000 | 9000 | 9000 | 9000 | 9000 | 9000 | 9000 | 9000 | 9000 | 9000 | 9000 | 9000 | 9000 | 9000 | 9000 | 9000 | 9000 | 9000 | 9000 | 9000 | 9000 | 9000 | 9000 | 9000 | 9000 | 9000 | 9000 | 9000 | 9000 | 9000 | 9000 | 9000 | 9000 | 9000 | 9000 | 9000 | 9000 | 9000 | 9000 | 9000 | 9000 | 9000 | 9000 | 9000 | 9000 | 9000 | 9000 | 9000 | 9000 | 9000 | 9000 | 9000 | 9000 | 9000 | 9000 | 9000 | 9000 | 9000 | 9000 | 9000 | 9000 | 9000 | 9000 | 9000 | 9000 | 9000 | 9000 | 9000 | 9000 | 9000 | 9000 | 9000 | 9000 | 9000 | 9000 | 9000 | 9000 | 9000 | 9000 | 9000 | 9000 | 9000 | 9000 | 9000 | 9000 | 9000 | 9000 | 9000 | 9000 | 9000 | 9000 | 9000 | 9000 | 9000 | 9000 | 9000 | 9000 | 9000 | 9000 | 9000 | 9000 | 9000 | 9000 | 9000 | 9000 | 9000 | 9000 | 9000 | 9000 | 9000 | 9000 | 9000 | 9000 | 9000 | 9000 | 9000 | 9000 | 9000 | 9000 | 9000 | 9000 | 9000 | 9000 | 9000 | 9000 | 9000 | 9000 | 9000 | 9000 | 9000 | 9000 | 9000 | 9000 | 9000 | 9000 | 9000 | 9000 | 9000 | 9000 | 9000 | 9000 | 9000 | 9000 | 9000 | 9000 | 9000 | 9000 | 9000 | 9000 | 9000 | 9000 | 9000 | 9000 | 9000 | 9000 | 9000 | 9000 | 9000 | 9000 | 9000 | 9000 | 9000 | 9000 | 9000 | 9000 | 9000 | 9000 | 9000 | 9000 | 9000 | 9000 | 9000 | 9000 | 9000 | 9000 | 9000 | 9000 | 9000 | 9000 | 9000 | 9000 | 9000 | 9000 | 9000 | 9000 | 9000 | 9000 | 9000 | 9000 | 9000 | 9000 | 9000 | 9000 | 9000 | 9000 | 9000 | 9000 | 9000 | 9000 | 9000 | 9000 | 9000 | 9000 | 9000 | 9000 | 9000 | 9000 | 9000 | 9000 | 8000 | 143 | 143 | 143 | 246.74 | 246.74 | 206.04 | 506.96 | 506.95 | 190.97 | 190.97 | 424.84 | 425.9 | 425.9 | 196.54 | 196.54 | 145.57 | 132.62 | 193.76 | 193.76 | 79.19 | 125.79 | 54.19 | 59.7 | 0 | 121.14 | 26.6 | 8000 | 8000 | 8000 | 8000 | 8000 | 8000 | 8000 | 8000 | 8000 | 8000 | 8000 | 8000 | 8000 | 8000 | 8000 | 8000 | 8000 | 108.19 | 108.18 | 108.17 | 40.96 | 0 | 0 | 75.91 | 75.91 | 51.59 | 111.57 | 0 | 48.65 | 71.88 | 98.17 | 98.17 | 98.17 | 98.17 | 98.17 | 98.17 | 47.53 | 108.86 | 83.15 | 83.15 | 108.86 | 0 | 77.63 | 77.64 | 331.49 | 7000 | 0 | 0 | 0 | 0
05/07/25 11:00 | 15000 | 15000 | 15000 | 9000 | 9000 | 9000 | 9000 | 9000 | 9000 | 9000 | 9000 | 9000 | 9000 | 9000 | 9000 | 9000 | 9000 | 9000 | 9000 | 9000 | 9000 | 9000 | 9000 | 9000 | 9000 | 9000 | 9000 | 9000 | 9000 | 9000 | 9000 | 9000 | 9000 | 9000 | 9000 | 9000 | 9000 | 9000 | 9000 | 9000 | 9000 | 9000 | 9000 | 9000 | 9000 | 9000 | 9000 | 9000 | 9000 | 9000 | 9000 | 9000 | 9000 | 9000 | 9000 | 9000 | 9000 | 9000 | 9000 | 9000 | 9000 | 9000 | 9000 | 9000 | 9000 | 9000 | 9000 | 9000 | 9000 | 9000 | 9000 | 9000 | 9000 | 9000 | 9000 | 9000 | 9000 | 9000 | 9000 | 9000 | 9000 | 9000 | 9000 | 9000 | 9000 | 9000 | 9000 | 9000 | 9000 | 9000 | 9000 | 9000 | 9000 | 9000 | 9000 | 9000 | 9000 | 9000 | 9000 | 9000 | 9000 | 9000 | 9000 | 9000 | 9000 | 9000 | 9000 | 9000 | 9000 | 9000 | 9000 | 9000 | 9000 | 9000 | 9000 | 9000 | 9000 | 9000 | 9000 | 9000 | 9000 | 9000 | 9000 | 9000 | 9000 | 9000 | 9000 | 9000 | 9000 | 9000 | 9000 | 9000 | 9000 | 9000 | 9000 | 9000 | 9000 | 9000 | 9000 | 9000 | 9000 | 9000 | 9000 | 9000 | 9000 | 9000 | 9000 | 9000 | 9000 | 9000 | 9000 | 9000 | 9000 | 9000 | 9000 | 9000 | 9000 | 9000 | 9000 | 9000 | 9000 | 9000 | 9000 | 9000 | 9000 | 9000 | 9000 | 9000 | 9000 | 9000 | 9000 | 9000 | 9000 | 9000 | 9000 | 9000 | 9000 | 9000 | 9000 | 9000 | 9000 | 9000 | 9000 | 9000 | 9000 | 9000 | 9000 | 9000 | 9000 | 9000 | 9000 | 9000 | 9000 | 9000 | 9000 | 9000 | 9000 | 9000 | 9000 | 9000 | 9000 | 9000 | 9000 | 9000 | 9000 | 9000 | 9000 | 9000 | 9000 | 9000 | 9000 | 8000 | 143 | 143 | 143 | 246.74 | 246.74 | 206.04 | 506.96 | 506.95 | 190.97 | 190.97 | 424.84 | 425.9 | 425.9 | 196.54 | 196.54 | 145.57 | 132.62 | 193.76 | 193.76 | 79.19 | 125.79 | 54.19 | 59.7 | 0 | 121.14 | 26.6 | 8000 | 8000 | 8000 | 8000 | 8000 | 8000 | 8000 | 8000 | 8000 | 8000 | 8000 | 8000 | 8000 | 8000 | 8000 | 8000 | 8000 | 108.19 | 108.18 | 108.17 | 40.96 | 0 | 0 | 75.91 | 75.91 | 51.59 | 111.57 | 0 | 48.65 | 71.88 | 98.17 | 98.17 | 98.17 | 98.17 | 98.17 | 98.17 | 47.53 | 108.86 | 83.15 | 83.15 | 108.86 | 0 | 77.63 | 77.64 | 331.49 | 7000 | 0 | 0 | 0 | 0
05/07/25 11:30 | 15000 | 15000 | 15000 | 9000 | 9000 | 9000 | 9000 | 9000 | 9000 | 9000 | 9000 | 9000 | 9000 | 9000 | 9000 | 9000 | 9000 | 9000 | 9000 | 9000 | 9000 | 9000 | 9000 | 9000 | 9000 | 9000 | 9000 | 9000 | 9000 | 9000 | 9000 | 9000 | 9000 | 9000 | 9000 | 9000 | 9000 | 9000 | 9000 | 9000 | 9000 | 9000 | 9000 | 9000 | 9000 | 9000 | 9000 | 9000 | 9000 | 9000 | 9000 | 9000 | 9000 | 9000 | 9000 | 9000 | 9000 | 9000 | 9000 | 9000 | 9000 | 9000 | 9000 | 9000 | 9000 | 9000 | 9000 | 9000 | 9000 | 9000 | 9000 | 9000 | 9000 | 9000 | 9000 | 9000 | 9000 | 9000 | 9000 | 9000 | 9000 | 9000 | 9000 | 9000 | 9000 | 9000 | 9000 | 9000 | 9000 | 9000 | 9000 | 9000 | 9000 | 9000 | 9000 | 9000 | 9000 | 9000 | 9000 | 9000 | 9000 | 9000 | 9000 | 9000 | 9000 | 9000 | 9000 | 9000 | 9000 | 9000 | 9000 | 9000 | 9000 | 9000 | 9000 | 9000 | 9000 | 9000 | 9000 | 9000 | 9000 | 9000 | 9000 | 9000 | 9000 | 9000 | 9000 | 9000 | 9000 | 9000 | 9000 | 9000 | 9000 | 9000 | 9000 | 9000 | 9000 | 9000 | 9000 | 9000 | 9000 | 9000 | 9000 | 9000 | 9000 | 9000 | 9000 | 9000 | 9000 | 9000 | 9000 | 9000 | 9000 | 9000 | 9000 | 9000 | 9000 | 9000 | 9000 | 9000 | 9000 | 9000 | 9000 | 9000 | 9000 | 9000 | 9000 | 9000 | 9000 | 9000 | 9000 | 9000 | 9000 | 9000 | 9000 | 9000 | 9000 | 9000 | 9000 | 9000 | 9000 | 9000 | 9000 | 9000 | 9000 | 9000 | 9000 | 9000 | 9000 | 9000 | 9000 | 9000 | 9000 | 9000 | 9000 | 9000 | 9000 | 9000 | 9000 | 9000 | 9000 | 9000 | 9000 | 9000 | 9000 | 9000 | 9000 | 9000 | 9000 | 9000 | 9000 | 8000 | 143 | 143 | 143 | 246.74 | 246.74 | 206.04 | 506.96 | 506.95 | 190.97 | 190.97 | 424.84 | 425.9 | 425.9 | 196.54 | 196.54 | 145.57 | 132.62 | 193.76 | 193.76 | 79.19 | 125.79 | 54.19 | 59.7 | 0 | 121.14 | 26.6 | 8000 | 8000 | 8000 | 8000 | 8000 | 8000 | 8000 | 8000 | 8000 | 8000 | 8000 | 8000 | 8000 | 8000 | 8000 | 8000 | 8000 | 108.19 | 108.18 | 108.17 | 40.96 | 0 | 0 | 75.91 | 75.91 | 51.59 | 111.57 | 0 | 48.65 | 71.88 | 98.17 | 98.17 | 98.17 | 98.17 | 98.17 | 98.17 | 47.53 | 108.86 | 83.15 | 83.15 | 108.86 | 0 | 77.63 | 77.64 | 331.49 | 7000 | 0 | 0 | 0 | 0
05/07/25 12:00 | 15000 | 15000 | 15000 | 9000 | 9000 | 9000 | 9000 | 9000 | 9000 | 9000 | 9000 | 9000 | 9000 | 9000 | 9000 | 9000 | 9000 | 9000 | 9000 | 9000 | 9000 | 9000 | 9000 | 9000 | 9000 | 9000 | 9000 | 9000 | 9000 | 9000 | 9000 | 9000 | 9000 | 9000 | 9000 | 9000 | 9000 | 9000 | 9000 | 9000 | 9000 | 9000 | 9000 | 9000 | 9000 | 9000 | 9000 | 9000 | 9000 | 9000 | 9000 | 9000 | 9000 | 9000 | 9000 | 9000 | 9000 | 9000 | 9000 | 9000 | 9000 | 9000 | 9000 | 9000 | 9000 | 9000 | 9000 | 9000 | 9000 | 9000 | 9000 | 9000 | 9000 | 9000 | 9000 | 9000 | 9000 | 9000 | 9000 | 9000 | 9000 | 9000 | 9000 | 9000 | 9000 | 9000 | 9000 | 9000 | 9000 | 9000 | 9000 | 9000 | 9000 | 9000 | 9000 | 9000 | 9000 | 9000 | 9000 | 9000 | 9000 | 9000 | 9000 | 9000 | 9000 | 9000 | 9000 | 9000 | 9000 | 9000 | 9000 | 9000 | 9000 | 9000 | 9000 | 9000 | 9000 | 9000 | 9000 | 9000 | 9000 | 9000 | 9000 | 9000 | 9000 | 9000 | 9000 | 9000 | 9000 | 9000 | 9000 | 9000 | 9000 | 9000 | 9000 | 9000 | 9000 | 9000 | 9000 | 9000 | 9000 | 9000 | 9000 | 9000 | 9000 | 9000 | 9000 | 9000 | 9000 | 9000 | 9000 | 9000 | 9000 | 9000 | 9000 | 9000 | 9000 | 9000 | 9000 | 9000 | 9000 | 9000 | 9000 | 9000 | 9000 | 9000 | 9000 | 9000 | 9000 | 9000 | 9000 | 9000 | 9000 | 9000 | 9000 | 9000 | 9000 | 9000 | 9000 | 9000 | 9000 | 9000 | 9000 | 9000 | 9000 | 9000 | 9000 | 9000 | 9000 | 9000 | 9000 | 9000 | 9000 | 9000 | 9000 | 9000 | 9000 | 9000 | 9000 | 9000 | 9000 | 9000 | 9000 | 9000 | 9000 | 9000 | 9000 | 9000 | 9000 | 9000 | 9000 | 8000 | 143 | 143 | 143 | 246.74 | 246.74 | 206.04 | 506.96 | 506.95 | 190.97 | 190.97 | 424.84 | 425.9 | 425.9 | 196.54 | 196.54 | 145.57 | 132.62 | 193.76 | 193.76 | 79.19 | 125.79 | 54.19 | 59.7 | 0 | 121.14 | 26.6 | 8000 | 8000 | 8000 | 8000 | 8000 | 8000 | 8000 | 8000 | 8000 | 8000 | 8000 | 8000 | 8000 | 8000 | 8000 | 8000 | 8000 | 108.19 | 108.18 | 108.17 | 40.96 | 0 | 0 | 75.91 | 75.91 | 51.59 | 111.57 | 0 | 48.65 | 71.88 | 98.17 | 98.17 | 98.17 | 98.17 | 98.17 | 98.17 | 47.53 | 108.86 | 83.15 | 83.15 | 108.86 | 0 | 77.63 | 77.64 | 331.49 | 7000 | 0 | 0 | 0 | 0
05/07/25 12:30 | 15000 | 15000 | 15000 | 9000 | 9000 | 9000 | 9000 | 9000 | 9000 | 9000 | 9000 | 9000 | 9000 | 9000 | 9000 | 9000 | 9000 | 9000 | 9000 | 9000 | 9000 | 9000 | 9000 | 9000 | 9000 | 9000 | 9000 | 9000 | 9000 | 9000 | 9000 | 9000 | 9000 | 9000 | 9000 | 9000 | 9000 | 9000 | 9000 | 9000 | 9000 | 9000 | 9000 | 9000 | 9000 | 9000 | 9000 | 9000 | 9000 | 9000 | 9000 | 9000 | 9000 | 9000 | 9000 | 9000 | 9000 | 9000 | 9000 | 9000 | 9000 | 9000 | 9000 | 9000 | 9000 | 9000 | 9000 | 9000 | 9000 | 9000 | 9000 | 9000 | 9000 | 9000 | 9000 | 9000 | 9000 | 9000 | 9000 | 9000 | 9000 | 9000 | 9000 | 9000 | 9000 | 9000 | 9000 | 9000 | 9000 | 9000 | 9000 | 9000 | 9000 | 9000 | 9000 | 9000 | 9000 | 9000 | 9000 | 9000 | 9000 | 9000 | 9000 | 9000 | 9000 | 9000 | 9000 | 9000 | 9000 | 9000 | 9000 | 9000 | 9000 | 9000 | 9000 | 9000 | 9000 | 9000 | 9000 | 9000 | 9000 | 9000 | 9000 | 9000 | 9000 | 9000 | 9000 | 9000 | 9000 | 9000 | 9000 | 9000 | 9000 | 9000 | 9000 | 9000 | 9000 | 9000 | 9000 | 9000 | 9000 | 9000 | 9000 | 9000 | 9000 | 9000 | 9000 | 9000 | 9000 | 9000 | 9000 | 9000 | 9000 | 9000 | 9000 | 9000 | 9000 | 9000 | 9000 | 9000 | 9000 | 9000 | 9000 | 9000 | 9000 | 9000 | 9000 | 9000 | 9000 | 9000 | 9000 | 9000 | 9000 | 9000 | 9000 | 9000 | 9000 | 9000 | 9000 | 9000 | 9000 | 9000 | 9000 | 9000 | 9000 | 9000 | 9000 | 9000 | 9000 | 9000 | 9000 | 9000 | 9000 | 9000 | 9000 | 9000 | 9000 | 9000 | 9000 | 9000 | 9000 | 9000 | 9000 | 9000 | 9000 | 9000 | 9000 | 9000 | 9000 | 9000 | 9000 | 8000 | 143 | 143 | 143 | 246.74 | 246.74 | 206.04 | 506.96 | 506.95 | 190.97 | 190.97 | 424.84 | 425.9 | 425.9 | 196.54 | 196.54 | 145.57 | 132.62 | 193.76 | 193.76 | 79.19 | 125.79 | 54.19 | 59.7 | 0 | 121.14 | 26.6 | 8000 | 8000 | 8000 | 8000 | 8000 | 8000 | 8000 | 8000 | 8000 | 8000 | 8000 | 8000 | 8000 | 8000 | 8000 | 8000 | 8000 | 108.19 | 108.18 | 108.17 | 40.96 | 0 | 0 | 75.91 | 75.91 | 51.59 | 111.57 | 0 | 48.65 | 71.88 | 98.17 | 98.17 | 98.17 | 98.17 | 98.17 | 98.17 | 47.53 | 108.86 | 83.15 | 83.15 | 108.86 | 0 | 77.63 | 77.64 | 331.49 | 7000 | 0 | 0 | 0 | 0
05/07/25 13:00 | 15000 | 15000 | 15000 | 9000 | 9000 | 9000 | 9000 | 9000 | 9000 | 9000 | 9000 | 9000 | 9000 | 9000 | 9000 | 9000 | 9000 | 9000 | 9000 | 9000 | 9000 | 9000 | 9000 | 9000 | 9000 | 9000 | 9000 | 9000 | 9000 | 9000 | 9000 | 9000 | 9000 | 9000 | 9000 | 9000 | 9000 | 9000 | 9000 | 9000 | 9000 | 9000 | 9000 | 9000 | 9000 | 9000 | 9000 | 9000 | 9000 | 9000 | 9000 | 9000 | 9000 | 9000 | 9000 | 9000 | 9000 | 9000 | 9000 | 9000 | 9000 | 9000 | 9000 | 9000 | 9000 | 9000 | 9000 | 9000 | 9000 | 9000 | 9000 | 9000 | 9000 | 9000 | 9000 | 9000 | 9000 | 9000 | 9000 | 9000 | 9000 | 9000 | 9000 | 9000 | 9000 | 9000 | 9000 | 9000 | 9000 | 9000 | 9000 | 9000 | 9000 | 9000 | 9000 | 9000 | 9000 | 9000 | 9000 | 9000 | 9000 | 9000 | 9000 | 9000 | 9000 | 9000 | 9000 | 9000 | 9000 | 9000 | 9000 | 9000 | 9000 | 9000 | 9000 | 9000 | 9000 | 9000 | 9000 | 9000 | 9000 | 9000 | 9000 | 9000 | 9000 | 9000 | 9000 | 9000 | 9000 | 9000 | 9000 | 9000 | 9000 | 9000 | 9000 | 9000 | 9000 | 9000 | 9000 | 9000 | 9000 | 9000 | 9000 | 9000 | 9000 | 9000 | 9000 | 9000 | 9000 | 9000 | 9000 | 9000 | 9000 | 9000 | 9000 | 9000 | 9000 | 9000 | 9000 | 9000 | 9000 | 9000 | 9000 | 9000 | 9000 | 9000 | 9000 | 9000 | 9000 | 9000 | 9000 | 9000 | 9000 | 9000 | 9000 | 9000 | 9000 | 9000 | 9000 | 9000 | 9000 | 9000 | 9000 | 9000 | 9000 | 9000 | 9000 | 9000 | 9000 | 9000 | 9000 | 9000 | 9000 | 9000 | 9000 | 9000 | 9000 | 9000 | 9000 | 9000 | 9000 | 9000 | 9000 | 9000 | 9000 | 9000 | 9000 | 9000 | 9000 | 9000 | 9000 | 8000 | 143 | 143 | 143 | 246.74 | 246.74 | 206.04 | 506.96 | 506.95 | 190.97 | 190.97 | 424.84 | 425.9 | 425.9 | 196.54 | 196.54 | 145.57 | 132.62 | 193.76 | 193.76 | 79.19 | 125.79 | 54.19 | 59.7 | 0 | 121.14 | 26.6 | 8000 | 8000 | 8000 | 8000 | 8000 | 8000 | 8000 | 8000 | 8000 | 8000 | 8000 | 8000 | 8000 | 8000 | 8000 | 8000 | 8000 | 108.19 | 108.18 | 108.17 | 40.96 | 0 | 0 | 75.91 | 75.91 | 51.59 | 111.57 | 0 | 48.65 | 71.88 | 98.17 | 98.17 | 98.17 | 98.17 | 98.17 | 98.17 | 47.53 | 108.86 | 83.15 | 83.15 | 108.86 | 0 | 77.63 | 77.64 | 331.49 | 7000 | 0 | 0 | 0 | 0
05/07/25 13:30 | 15000 | 15000 | 15000 | 9000 | 9000 | 9000 | 9000 | 9000 | 9000 | 9000 | 9000 | 9000 | 9000 | 9000 | 9000 | 9000 | 9000 | 9000 | 9000 | 9000 | 9000 | 9000 | 9000 | 9000 | 9000 | 9000 | 9000 | 9000 | 9000 | 9000 | 9000 | 9000 | 9000 | 9000 | 9000 | 9000 | 9000 | 9000 | 9000 | 9000 | 9000 | 9000 | 9000 | 9000 | 9000 | 9000 | 9000 | 9000 | 9000 | 9000 | 9000 | 9000 | 9000 | 9000 | 9000 | 9000 | 9000 | 9000 | 9000 | 9000 | 9000 | 9000 | 9000 | 9000 | 9000 | 9000 | 9000 | 9000 | 9000 | 9000 | 9000 | 9000 | 9000 | 9000 | 9000 | 9000 | 9000 | 9000 | 9000 | 9000 | 9000 | 9000 | 9000 | 9000 | 9000 | 9000 | 9000 | 9000 | 9000 | 9000 | 9000 | 9000 | 9000 | 9000 | 9000 | 9000 | 9000 | 9000 | 9000 | 9000 | 9000 | 9000 | 9000 | 9000 | 9000 | 9000 | 9000 | 9000 | 9000 | 9000 | 9000 | 9000 | 9000 | 9000 | 9000 | 9000 | 9000 | 9000 | 9000 | 9000 | 9000 | 9000 | 9000 | 9000 | 9000 | 9000 | 9000 | 9000 | 9000 | 9000 | 9000 | 9000 | 9000 | 9000 | 9000 | 9000 | 9000 | 9000 | 9000 | 9000 | 9000 | 9000 | 9000 | 9000 | 9000 | 9000 | 9000 | 9000 | 9000 | 9000 | 9000 | 9000 | 9000 | 9000 | 9000 | 9000 | 9000 | 9000 | 9000 | 9000 | 9000 | 9000 | 9000 | 9000 | 9000 | 9000 | 9000 | 9000 | 9000 | 9000 | 9000 | 9000 | 9000 | 9000 | 9000 | 9000 | 9000 | 9000 | 9000 | 9000 | 9000 | 9000 | 9000 | 9000 | 9000 | 9000 | 9000 | 9000 | 9000 | 9000 | 9000 | 9000 | 9000 | 9000 | 9000 | 9000 | 9000 | 9000 | 9000 | 9000 | 9000 | 9000 | 9000 | 9000 | 9000 | 9000 | 9000 | 9000 | 9000 | 9000 | 9000 | 8000 | 143 | 143 | 143 | 246.74 | 246.74 | 206.04 | 506.96 | 506.95 | 190.97 | 190.97 | 424.84 | 425.9 | 425.9 | 196.54 | 196.54 | 145.57 | 132.62 | 193.76 | 193.76 | 79.19 | 125.79 | 54.19 | 59.7 | 0 | 121.14 | 26.6 | 8000 | 8000 | 8000 | 8000 | 8000 | 8000 | 8000 | 8000 | 8000 | 8000 | 8000 | 8000 | 8000 | 8000 | 8000 | 8000 | 8000 | 108.19 | 108.18 | 108.17 | 40.96 | 0 | 0 | 75.91 | 75.91 | 51.59 | 111.57 | 0 | 48.65 | 71.88 | 98.17 | 98.17 | 98.17 | 98.17 | 98.17 | 98.17 | 47.53 | 108.86 | 83.15 | 83.15 | 108.86 | 0 | 77.63 | 77.64 | 331.49 | 7000 | 0 | 0 | 0 | 0
05/07/25 14:00 | 15000 | 15000 | 15000 | 9000 | 9000 | 9000 | 9000 | 9000 | 9000 | 9000 | 9000 | 9000 | 9000 | 9000 | 9000 | 9000 | 9000 | 9000 | 9000 | 9000 | 9000 | 9000 | 9000 | 9000 | 9000 | 9000 | 9000 | 9000 | 9000 | 9000 | 9000 | 9000 | 9000 | 9000 | 9000 | 9000 | 9000 | 9000 | 9000 | 9000 | 9000 | 9000 | 9000 | 9000 | 9000 | 9000 | 9000 | 9000 | 9000 | 9000 | 9000 | 9000 | 9000 | 9000 | 9000 | 9000 | 9000 | 9000 | 9000 | 9000 | 9000 | 9000 | 9000 | 9000 | 9000 | 9000 | 9000 | 9000 | 9000 | 9000 | 9000 | 9000 | 9000 | 9000 | 9000 | 9000 | 9000 | 9000 | 9000 | 9000 | 9000 | 9000 | 9000 | 9000 | 9000 | 9000 | 9000 | 9000 | 9000 | 9000 | 9000 | 9000 | 9000 | 9000 | 9000 | 9000 | 9000 | 9000 | 9000 | 9000 | 9000 | 9000 | 9000 | 9000 | 9000 | 9000 | 9000 | 9000 | 9000 | 9000 | 9000 | 9000 | 9000 | 9000 | 9000 | 9000 | 9000 | 9000 | 9000 | 9000 | 9000 | 9000 | 9000 | 9000 | 9000 | 9000 | 9000 | 9000 | 9000 | 9000 | 9000 | 9000 | 9000 | 9000 | 9000 | 9000 | 9000 | 9000 | 9000 | 9000 | 9000 | 9000 | 9000 | 9000 | 9000 | 9000 | 9000 | 9000 | 9000 | 9000 | 9000 | 9000 | 9000 | 9000 | 9000 | 9000 | 9000 | 9000 | 9000 | 9000 | 9000 | 9000 | 9000 | 9000 | 9000 | 9000 | 9000 | 9000 | 9000 | 9000 | 9000 | 9000 | 9000 | 9000 | 9000 | 9000 | 9000 | 9000 | 9000 | 9000 | 9000 | 9000 | 9000 | 9000 | 9000 | 9000 | 9000 | 9000 | 9000 | 9000 | 9000 | 9000 | 9000 | 9000 | 9000 | 9000 | 9000 | 9000 | 9000 | 9000 | 9000 | 9000 | 9000 | 9000 | 9000 | 9000 | 9000 | 9000 | 9000 | 9000 | 9000 | 8000 | 143 | 143 | 143 | 246.74 | 246.74 | 206.04 | 506.96 | 506.95 | 190.97 | 190.97 | 424.84 | 425.9 | 425.9 | 196.54 | 196.54 | 145.57 | 132.62 | 193.76 | 193.76 | 79.19 | 125.79 | 54.19 | 59.7 | 0 | 121.14 | 26.6 | 8000 | 8000 | 8000 | 8000 | 8000 | 8000 | 8000 | 8000 | 8000 | 8000 | 8000 | 8000 | 8000 | 8000 | 8000 | 8000 | 8000 | 108.19 | 108.18 | 108.17 | 40.96 | 0 | 0 | 75.91 | 75.91 | 51.59 | 111.57 | 0 | 48.65 | 71.88 | 98.17 | 98.17 | 98.17 | 98.17 | 98.17 | 98.17 | 47.53 | 108.86 | 83.15 | 83.15 | 108.86 | 0 | 77.63 | 77.64 | 331.49 | 7000 | 0 | 0 | 0 | 0
05/07/25 14:30 | 15000 | 15000 | 15000 | 9000 | 9000 | 9000 | 9000 | 9000 | 9000 | 9000 | 9000 | 9000 | 9000 | 9000 | 9000 | 9000 | 9000 | 9000 | 9000 | 9000 | 9000 | 9000 | 9000 | 9000 | 9000 | 9000 | 9000 | 9000 | 9000 | 9000 | 9000 | 9000 | 9000 | 9000 | 9000 | 9000 | 9000 | 9000 | 9000 | 9000 | 9000 | 9000 | 9000 | 9000 | 9000 | 9000 | 9000 | 9000 | 9000 | 9000 | 9000 | 9000 | 9000 | 9000 | 9000 | 9000 | 9000 | 9000 | 9000 | 9000 | 9000 | 9000 | 9000 | 9000 | 9000 | 9000 | 9000 | 9000 | 9000 | 9000 | 9000 | 9000 | 9000 | 9000 | 9000 | 9000 | 9000 | 9000 | 9000 | 9000 | 9000 | 9000 | 9000 | 9000 | 9000 | 9000 | 9000 | 9000 | 9000 | 9000 | 9000 | 9000 | 9000 | 9000 | 9000 | 9000 | 9000 | 9000 | 9000 | 9000 | 9000 | 9000 | 9000 | 9000 | 9000 | 9000 | 9000 | 9000 | 9000 | 9000 | 9000 | 9000 | 9000 | 9000 | 9000 | 9000 | 9000 | 9000 | 9000 | 9000 | 9000 | 9000 | 9000 | 9000 | 9000 | 9000 | 9000 | 9000 | 9000 | 9000 | 9000 | 9000 | 9000 | 9000 | 9000 | 9000 | 9000 | 9000 | 9000 | 9000 | 9000 | 9000 | 9000 | 9000 | 9000 | 9000 | 9000 | 9000 | 9000 | 9000 | 9000 | 9000 | 9000 | 9000 | 9000 | 9000 | 9000 | 9000 | 9000 | 9000 | 9000 | 9000 | 9000 | 9000 | 9000 | 9000 | 9000 | 9000 | 9000 | 9000 | 9000 | 9000 | 9000 | 9000 | 9000 | 9000 | 9000 | 9000 | 9000 | 9000 | 9000 | 9000 | 9000 | 9000 | 9000 | 9000 | 9000 | 9000 | 9000 | 9000 | 9000 | 9000 | 9000 | 9000 | 9000 | 9000 | 9000 | 9000 | 9000 | 9000 | 9000 | 9000 | 9000 | 9000 | 9000 | 9000 | 9000 | 9000 | 9000 | 9000 | 9000 | 8000 | 143 | 143 | 143 | 246.74 | 246.74 | 206.04 | 506.96 | 506.95 | 190.97 | 190.97 | 424.84 | 425.9 | 425.9 | 196.54 | 196.54 | 145.57 | 132.62 | 193.76 | 193.76 | 79.19 | 125.79 | 54.19 | 59.7 | 0 | 121.14 | 26.6 | 8000 | 8000 | 8000 | 8000 | 8000 | 8000 | 8000 | 8000 | 8000 | 8000 | 8000 | 8000 | 8000 | 8000 | 8000 | 8000 | 8000 | 108.19 | 108.18 | 108.17 | 40.96 | 0 | 0 | 75.91 | 75.91 | 51.59 | 111.57 | 0 | 48.65 | 71.88 | 98.17 | 98.17 | 98.17 | 98.17 | 98.17 | 98.17 | 47.53 | 108.86 | 83.15 | 83.15 | 108.86 | 0 | 77.63 | 77.64 | 331.49 | 7000 | 0 | 0 | 0 | 0
05/07/25 15:00 | 15000 | 15000 | 15000 | 9000 | 9000 | 9000 | 9000 | 9000 | 9000 | 9000 | 9000 | 9000 | 9000 | 9000 | 9000 | 9000 | 9000 | 9000 | 9000 | 9000 | 9000 | 9000 | 9000 | 9000 | 9000 | 9000 | 9000 | 9000 | 9000 | 9000 | 9000 | 9000 | 9000 | 9000 | 9000 | 9000 | 9000 | 9000 | 9000 | 9000 | 9000 | 9000 | 9000 | 9000 | 9000 | 9000 | 9000 | 9000 | 9000 | 9000 | 9000 | 9000 | 9000 | 9000 | 9000 | 9000 | 9000 | 9000 | 9000 | 9000 | 9000 | 9000 | 9000 | 9000 | 9000 | 9000 | 9000 | 9000 | 9000 | 9000 | 9000 | 9000 | 9000 | 9000 | 9000 | 9000 | 9000 | 9000 | 9000 | 9000 | 9000 | 9000 | 9000 | 9000 | 9000 | 9000 | 9000 | 9000 | 9000 | 9000 | 9000 | 9000 | 9000 | 9000 | 9000 | 9000 | 9000 | 9000 | 9000 | 9000 | 9000 | 9000 | 9000 | 9000 | 9000 | 9000 | 9000 | 9000 | 9000 | 9000 | 9000 | 9000 | 9000 | 9000 | 9000 | 9000 | 9000 | 9000 | 9000 | 9000 | 9000 | 9000 | 9000 | 9000 | 9000 | 9000 | 9000 | 9000 | 9000 | 9000 | 9000 | 9000 | 9000 | 9000 | 9000 | 9000 | 9000 | 9000 | 9000 | 9000 | 9000 | 9000 | 9000 | 9000 | 9000 | 9000 | 9000 | 9000 | 9000 | 9000 | 9000 | 9000 | 9000 | 9000 | 9000 | 9000 | 9000 | 9000 | 9000 | 9000 | 9000 | 9000 | 9000 | 9000 | 9000 | 9000 | 9000 | 9000 | 9000 | 9000 | 9000 | 9000 | 9000 | 9000 | 9000 | 9000 | 9000 | 9000 | 9000 | 9000 | 9000 | 9000 | 9000 | 9000 | 9000 | 9000 | 9000 | 9000 | 9000 | 9000 | 9000 | 9000 | 9000 | 9000 | 9000 | 9000 | 9000 | 9000 | 9000 | 9000 | 9000 | 9000 | 9000 | 9000 | 9000 | 9000 | 9000 | 9000 | 9000 | 9000 | 9000 | 8000 | 143 | 143 | 143 | 246.74 | 246.74 | 206.04 | 506.96 | 506.95 | 190.97 | 190.97 | 424.84 | 425.9 | 425.9 | 196.54 | 196.54 | 145.57 | 132.62 | 193.76 | 193.76 | 79.19 | 125.79 | 54.19 | 59.7 | 0 | 121.14 | 26.6 | 8000 | 8000 | 8000 | 8000 | 8000 | 8000 | 8000 | 8000 | 8000 | 8000 | 8000 | 8000 | 8000 | 8000 | 8000 | 8000 | 8000 | 108.19 | 108.18 | 108.17 | 40.96 | 0 | 0 | 75.91 | 75.91 | 51.59 | 111.57 | 0 | 48.65 | 71.88 | 98.17 | 98.17 | 98.17 | 98.17 | 98.17 | 98.17 | 47.53 | 108.86 | 83.15 | 83.15 | 108.86 | 0 | 77.63 | 77.64 | 331.49 | 7000 | 0 | 0 | 0 | 0
05/07/25 15:30 | 15000 | 15000 | 15000 | 9000 | 9000 | 9000 | 9000 | 9000 | 9000 | 9000 | 9000 | 9000 | 9000 | 9000 | 9000 | 9000 | 9000 | 9000 | 9000 | 9000 | 9000 | 9000 | 9000 | 9000 | 9000 | 9000 | 9000 | 9000 | 9000 | 9000 | 9000 | 9000 | 9000 | 9000 | 9000 | 9000 | 9000 | 9000 | 9000 | 9000 | 9000 | 9000 | 9000 | 9000 | 9000 | 9000 | 9000 | 9000 | 9000 | 9000 | 9000 | 9000 | 9000 | 9000 | 9000 | 9000 | 9000 | 9000 | 9000 | 9000 | 9000 | 9000 | 9000 | 9000 | 9000 | 9000 | 9000 | 9000 | 9000 | 9000 | 9000 | 9000 | 9000 | 9000 | 9000 | 9000 | 9000 | 9000 | 9000 | 9000 | 9000 | 9000 | 9000 | 9000 | 9000 | 9000 | 9000 | 9000 | 9000 | 9000 | 9000 | 9000 | 9000 | 9000 | 9000 | 9000 | 9000 | 9000 | 9000 | 9000 | 9000 | 9000 | 9000 | 9000 | 9000 | 9000 | 9000 | 9000 | 9000 | 9000 | 9000 | 9000 | 9000 | 9000 | 9000 | 9000 | 9000 | 9000 | 9000 | 9000 | 9000 | 9000 | 9000 | 9000 | 9000 | 9000 | 9000 | 9000 | 9000 | 9000 | 9000 | 9000 | 9000 | 9000 | 9000 | 9000 | 9000 | 9000 | 9000 | 9000 | 9000 | 9000 | 9000 | 9000 | 9000 | 9000 | 9000 | 9000 | 9000 | 9000 | 9000 | 9000 | 9000 | 9000 | 9000 | 9000 | 9000 | 9000 | 9000 | 9000 | 9000 | 9000 | 9000 | 9000 | 9000 | 9000 | 9000 | 9000 | 9000 | 9000 | 9000 | 9000 | 9000 | 9000 | 9000 | 9000 | 9000 | 9000 | 9000 | 9000 | 9000 | 9000 | 9000 | 9000 | 9000 | 9000 | 9000 | 9000 | 9000 | 9000 | 9000 | 9000 | 9000 | 9000 | 9000 | 9000 | 9000 | 9000 | 9000 | 9000 | 9000 | 9000 | 9000 | 9000 | 9000 | 9000 | 9000 | 9000 | 9000 | 9000 | 9000 | 8000 | 143 | 143 | 143 | 246.74 | 246.74 | 206.04 | 506.96 | 506.95 | 190.97 | 190.97 | 424.84 | 425.9 | 425.9 | 196.54 | 196.54 | 145.57 | 132.62 | 193.76 | 193.76 | 79.19 | 125.79 | 54.19 | 59.7 | 0 | 121.14 | 26.6 | 8000 | 8000 | 8000 | 8000 | 8000 | 8000 | 8000 | 8000 | 8000 | 8000 | 8000 | 8000 | 8000 | 8000 | 8000 | 8000 | 8000 | 108.19 | 108.18 | 108.17 | 40.96 | 0 | 0 | 75.91 | 75.91 | 51.59 | 111.57 | 0 | 48.65 | 71.88 | 98.17 | 98.17 | 98.17 | 98.17 | 98.17 | 98.17 | 47.53 | 108.86 | 83.15 | 83.15 | 108.86 | 0 | 77.63 | 77.64 | 331.49 | 7000 | 0 | 0 | 0 | 0
05/07/25 16:00 | 15000 | 15000 | 15000 | 9000 | 9000 | 9000 | 9000 | 9000 | 9000 | 9000 | 9000 | 9000 | 9000 | 9000 | 9000 | 9000 | 9000 | 9000 | 9000 | 9000 | 9000 | 9000 | 9000 | 9000 | 9000 | 9000 | 9000 | 9000 | 9000 | 9000 | 9000 | 9000 | 9000 | 9000 | 9000 | 9000 | 9000 | 9000 | 9000 | 9000 | 9000 | 9000 | 9000 | 9000 | 9000 | 9000 | 9000 | 9000 | 9000 | 9000 | 9000 | 9000 | 9000 | 9000 | 9000 | 9000 | 9000 | 9000 | 9000 | 9000 | 9000 | 9000 | 9000 | 9000 | 9000 | 9000 | 9000 | 9000 | 9000 | 9000 | 9000 | 9000 | 9000 | 9000 | 9000 | 9000 | 9000 | 9000 | 9000 | 9000 | 9000 | 9000 | 9000 | 9000 | 9000 | 9000 | 9000 | 9000 | 9000 | 9000 | 9000 | 9000 | 9000 | 9000 | 9000 | 9000 | 9000 | 9000 | 9000 | 9000 | 9000 | 9000 | 9000 | 9000 | 9000 | 9000 | 9000 | 9000 | 9000 | 9000 | 9000 | 9000 | 9000 | 9000 | 9000 | 9000 | 9000 | 9000 | 9000 | 9000 | 9000 | 9000 | 9000 | 9000 | 9000 | 9000 | 9000 | 9000 | 9000 | 9000 | 9000 | 9000 | 9000 | 9000 | 9000 | 9000 | 9000 | 9000 | 9000 | 9000 | 9000 | 9000 | 9000 | 9000 | 9000 | 9000 | 9000 | 9000 | 9000 | 9000 | 9000 | 9000 | 9000 | 9000 | 9000 | 9000 | 9000 | 9000 | 9000 | 9000 | 9000 | 9000 | 9000 | 9000 | 9000 | 9000 | 9000 | 9000 | 9000 | 9000 | 9000 | 9000 | 9000 | 9000 | 9000 | 9000 | 9000 | 9000 | 9000 | 9000 | 9000 | 9000 | 9000 | 9000 | 9000 | 9000 | 9000 | 9000 | 9000 | 9000 | 9000 | 9000 | 9000 | 9000 | 9000 | 9000 | 9000 | 9000 | 9000 | 9000 | 9000 | 9000 | 9000 | 9000 | 9000 | 9000 | 9000 | 9000 | 9000 | 9000 | 9000 | 8000 | 143 | 143 | 143 | 246.74 | 246.74 | 206.04 | 506.96 | 506.95 | 190.97 | 190.97 | 424.84 | 425.9 | 425.9 | 196.54 | 196.54 | 145.57 | 132.62 | 193.76 | 193.76 | 79.19 | 125.79 | 54.19 | 59.7 | 0 | 121.14 | 26.6 | 8000 | 8000 | 8000 | 8000 | 8000 | 8000 | 8000 | 8000 | 8000 | 8000 | 8000 | 8000 | 8000 | 8000 | 8000 | 8000 | 8000 | 108.19 | 108.18 | 108.17 | 40.96 | 0 | 0 | 75.91 | 75.91 | 51.59 | 111.57 | 0 | 48.65 | 71.88 | 98.17 | 98.17 | 98.17 | 98.17 | 98.17 | 98.17 | 47.53 | 108.86 | 83.15 | 83.15 | 108.86 | 0 | 77.63 | 77.64 | 331.49 | 7000 | 0 | 0 | 0 | 0
05/07/25 16:30 | 15000 | 15000 | 15000 | 9000 | 9000 | 9000 | 9000 | 9000 | 9000 | 9000 | 9000 | 9000 | 9000 | 9000 | 9000 | 9000 | 9000 | 9000 | 9000 | 9000 | 9000 | 9000 | 9000 | 9000 | 9000 | 9000 | 9000 | 9000 | 9000 | 9000 | 9000 | 9000 | 9000 | 9000 | 9000 | 9000 | 9000 | 9000 | 9000 | 9000 | 9000 | 9000 | 9000 | 9000 | 9000 | 9000 | 9000 | 9000 | 9000 | 9000 | 9000 | 9000 | 9000 | 9000 | 9000 | 9000 | 9000 | 9000 | 9000 | 9000 | 9000 | 9000 | 9000 | 9000 | 9000 | 9000 | 9000 | 9000 | 9000 | 9000 | 9000 | 9000 | 9000 | 9000 | 9000 | 9000 | 9000 | 9000 | 9000 | 9000 | 9000 | 9000 | 9000 | 9000 | 9000 | 9000 | 9000 | 9000 | 9000 | 9000 | 9000 | 9000 | 9000 | 9000 | 9000 | 9000 | 9000 | 9000 | 9000 | 9000 | 9000 | 9000 | 9000 | 9000 | 9000 | 9000 | 9000 | 9000 | 9000 | 9000 | 9000 | 9000 | 9000 | 9000 | 9000 | 9000 | 9000 | 9000 | 9000 | 9000 | 9000 | 9000 | 9000 | 9000 | 9000 | 9000 | 9000 | 9000 | 9000 | 9000 | 9000 | 9000 | 9000 | 9000 | 9000 | 9000 | 9000 | 9000 | 9000 | 9000 | 9000 | 9000 | 9000 | 9000 | 9000 | 9000 | 9000 | 9000 | 9000 | 9000 | 9000 | 9000 | 9000 | 9000 | 9000 | 9000 | 9000 | 9000 | 9000 | 9000 | 9000 | 9000 | 9000 | 9000 | 9000 | 9000 | 9000 | 9000 | 9000 | 9000 | 9000 | 9000 | 9000 | 9000 | 9000 | 9000 | 9000 | 9000 | 9000 | 9000 | 9000 | 9000 | 9000 | 9000 | 9000 | 9000 | 9000 | 9000 | 9000 | 9000 | 9000 | 9000 | 9000 | 9000 | 9000 | 9000 | 9000 | 9000 | 9000 | 9000 | 9000 | 9000 | 9000 | 9000 | 9000 | 9000 | 9000 | 9000 | 9000 | 9000 | 9000 | 8000 | 143 | 143 | 143 | 246.74 | 246.74 | 206.04 | 506.96 | 506.95 | 190.97 | 190.97 | 424.84 | 425.9 | 425.9 | 196.54 | 196.54 | 145.57 | 132.62 | 193.76 | 193.76 | 79.19 | 125.79 | 54.19 | 59.7 | 0 | 121.14 | 26.6 | 8000 | 8000 | 8000 | 8000 | 8000 | 8000 | 8000 | 8000 | 8000 | 8000 | 8000 | 8000 | 8000 | 8000 | 8000 | 8000 | 8000 | 108.19 | 108.18 | 108.17 | 40.96 | 0 | 0 | 75.91 | 75.91 | 51.59 | 111.57 | 0 | 48.65 | 71.88 | 98.17 | 98.17 | 98.17 | 98.17 | 98.17 | 98.17 | 47.53 | 108.86 | 83.15 | 83.15 | 108.86 | 0 | 77.63 | 77.64 | 331.49 | 7000 | 0 | 0 | 0 | 0
05/07/25 17:00 | 15000 | 15000 | 15000 | 9000 | 9000 | 9000 | 9000 | 9000 | 9000 | 9000 | 9000 | 9000 | 9000 | 9000 | 9000 | 9000 | 9000 | 9000 | 9000 | 9000 | 9000 | 9000 | 9000 | 9000 | 9000 | 9000 | 9000 | 9000 | 9000 | 9000 | 9000 | 9000 | 9000 | 9000 | 9000 | 9000 | 9000 | 9000 | 9000 | 9000 | 9000 | 9000 | 9000 | 9000 | 9000 | 9000 | 9000 | 9000 | 9000 | 9000 | 9000 | 9000 | 9000 | 9000 | 9000 | 9000 | 9000 | 9000 | 9000 | 9000 | 9000 | 9000 | 9000 | 9000 | 9000 | 9000 | 9000 | 9000 | 9000 | 9000 | 9000 | 9000 | 9000 | 9000 | 9000 | 9000 | 9000 | 9000 | 9000 | 9000 | 9000 | 9000 | 9000 | 9000 | 9000 | 9000 | 9000 | 9000 | 9000 | 9000 | 9000 | 9000 | 9000 | 9000 | 9000 | 9000 | 9000 | 9000 | 9000 | 9000 | 9000 | 9000 | 9000 | 9000 | 9000 | 9000 | 9000 | 9000 | 9000 | 9000 | 9000 | 9000 | 9000 | 9000 | 9000 | 9000 | 9000 | 9000 | 9000 | 9000 | 9000 | 9000 | 9000 | 9000 | 9000 | 9000 | 9000 | 9000 | 9000 | 9000 | 9000 | 9000 | 9000 | 9000 | 9000 | 9000 | 9000 | 9000 | 9000 | 9000 | 9000 | 9000 | 9000 | 9000 | 9000 | 9000 | 9000 | 9000 | 9000 | 9000 | 9000 | 9000 | 9000 | 9000 | 9000 | 9000 | 9000 | 9000 | 9000 | 9000 | 9000 | 9000 | 9000 | 9000 | 9000 | 9000 | 9000 | 9000 | 9000 | 9000 | 9000 | 9000 | 9000 | 9000 | 9000 | 9000 | 9000 | 9000 | 9000 | 9000 | 9000 | 9000 | 9000 | 9000 | 9000 | 9000 | 9000 | 9000 | 9000 | 9000 | 9000 | 9000 | 9000 | 9000 | 9000 | 9000 | 9000 | 9000 | 9000 | 9000 | 9000 | 9000 | 9000 | 9000 | 9000 | 9000 | 9000 | 9000 | 9000 | 9000 | 9000 | 8000 | 143 | 143 | 143 | 246.74 | 246.74 | 206.04 | 506.96 | 506.95 | 190.97 | 190.97 | 424.84 | 425.9 | 425.9 | 196.54 | 196.54 | 145.57 | 132.62 | 193.76 | 193.76 | 79.19 | 125.79 | 54.19 | 59.7 | 0 | 121.14 | 26.6 | 8000 | 8000 | 8000 | 8000 | 8000 | 8000 | 8000 | 8000 | 8000 | 8000 | 8000 | 8000 | 8000 | 8000 | 8000 | 8000 | 8000 | 108.19 | 108.18 | 108.17 | 40.96 | 0 | 0 | 75.91 | 75.91 | 51.59 | 111.57 | 0 | 48.65 | 71.88 | 98.17 | 98.17 | 98.17 | 98.17 | 98.17 | 98.17 | 47.53 | 108.86 | 83.15 | 83.15 | 108.86 | 0 | 77.63 | 77.64 | 331.49 | 7000 | 0 | 0 | 0 | 0
05/07/25 17:30 | 15000 | 15000 | 15000 | 9000 | 9000 | 9000 | 9000 | 9000 | 9000 | 9000 | 9000 | 9000 | 9000 | 9000 | 9000 | 9000 | 9000 | 9000 | 9000 | 9000 | 9000 | 9000 | 9000 | 9000 | 9000 | 9000 | 9000 | 9000 | 9000 | 9000 | 9000 | 9000 | 9000 | 9000 | 9000 | 9000 | 9000 | 9000 | 9000 | 9000 | 9000 | 9000 | 9000 | 9000 | 9000 | 9000 | 9000 | 9000 | 9000 | 9000 | 9000 | 9000 | 9000 | 9000 | 9000 | 9000 | 9000 | 9000 | 9000 | 9000 | 9000 | 9000 | 9000 | 9000 | 9000 | 9000 | 9000 | 9000 | 9000 | 9000 | 9000 | 9000 | 9000 | 9000 | 9000 | 9000 | 9000 | 9000 | 9000 | 9000 | 9000 | 9000 | 9000 | 9000 | 9000 | 9000 | 9000 | 9000 | 9000 | 9000 | 9000 | 9000 | 9000 | 9000 | 9000 | 9000 | 9000 | 9000 | 9000 | 9000 | 9000 | 9000 | 9000 | 9000 | 9000 | 9000 | 9000 | 9000 | 9000 | 9000 | 9000 | 9000 | 9000 | 9000 | 9000 | 9000 | 9000 | 9000 | 9000 | 9000 | 9000 | 9000 | 9000 | 9000 | 9000 | 9000 | 9000 | 9000 | 9000 | 9000 | 9000 | 9000 | 9000 | 9000 | 9000 | 9000 | 9000 | 9000 | 9000 | 9000 | 9000 | 9000 | 9000 | 9000 | 9000 | 9000 | 9000 | 9000 | 9000 | 9000 | 9000 | 9000 | 9000 | 9000 | 9000 | 9000 | 9000 | 9000 | 9000 | 9000 | 9000 | 9000 | 9000 | 9000 | 9000 | 9000 | 9000 | 9000 | 9000 | 9000 | 9000 | 9000 | 9000 | 9000 | 9000 | 9000 | 9000 | 9000 | 9000 | 9000 | 9000 | 9000 | 9000 | 9000 | 9000 | 9000 | 9000 | 9000 | 9000 | 9000 | 9000 | 9000 | 9000 | 9000 | 9000 | 9000 | 9000 | 9000 | 9000 | 9000 | 9000 | 9000 | 9000 | 9000 | 9000 | 9000 | 9000 | 9000 | 9000 | 9000 | 9000 | 8000 | 143 | 143 | 143 | 246.74 | 246.74 | 206.04 | 506.96 | 506.95 | 190.97 | 190.97 | 424.84 | 425.9 | 425.9 | 196.54 | 196.54 | 145.57 | 132.62 | 193.76 | 193.76 | 79.19 | 125.79 | 54.19 | 59.7 | 0 | 121.14 | 26.6 | 8000 | 8000 | 8000 | 8000 | 8000 | 8000 | 8000 | 8000 | 8000 | 8000 | 8000 | 8000 | 8000 | 8000 | 8000 | 8000 | 8000 | 108.19 | 108.18 | 108.17 | 40.96 | 0 | 0 | 75.91 | 75.91 | 51.59 | 111.57 | 0 | 48.65 | 71.88 | 98.17 | 98.17 | 98.17 | 98.17 | 98.17 | 98.17 | 47.53 | 108.86 | 83.15 | 83.15 | 108.86 | 0 | 77.63 | 77.64 | 331.49 | 7000 | 0 | 0 | 0 | 0
05/07/25 18:00 | 15000 | 15000 | 15000 | 9000 | 9000 | 9000 | 9000 | 9000 | 9000 | 9000 | 9000 | 9000 | 9000 | 9000 | 9000 | 9000 | 9000 | 9000 | 9000 | 9000 | 9000 | 9000 | 9000 | 9000 | 9000 | 9000 | 9000 | 9000 | 9000 | 9000 | 9000 | 9000 | 9000 | 9000 | 9000 | 9000 | 9000 | 9000 | 9000 | 9000 | 9000 | 9000 | 9000 | 9000 | 9000 | 9000 | 9000 | 9000 | 9000 | 9000 | 9000 | 9000 | 9000 | 9000 | 9000 | 9000 | 9000 | 9000 | 9000 | 9000 | 9000 | 9000 | 9000 | 9000 | 9000 | 9000 | 9000 | 9000 | 9000 | 9000 | 9000 | 9000 | 9000 | 9000 | 9000 | 9000 | 9000 | 9000 | 9000 | 9000 | 9000 | 9000 | 9000 | 9000 | 9000 | 9000 | 9000 | 9000 | 9000 | 9000 | 9000 | 9000 | 9000 | 9000 | 9000 | 9000 | 9000 | 9000 | 9000 | 9000 | 9000 | 9000 | 9000 | 9000 | 9000 | 9000 | 9000 | 9000 | 9000 | 9000 | 9000 | 9000 | 9000 | 9000 | 9000 | 9000 | 9000 | 9000 | 9000 | 9000 | 9000 | 9000 | 9000 | 9000 | 9000 | 9000 | 9000 | 9000 | 9000 | 9000 | 9000 | 9000 | 9000 | 9000 | 9000 | 9000 | 9000 | 9000 | 9000 | 9000 | 9000 | 9000 | 9000 | 9000 | 9000 | 9000 | 9000 | 9000 | 9000 | 9000 | 9000 | 9000 | 9000 | 9000 | 9000 | 9000 | 9000 | 9000 | 9000 | 9000 | 9000 | 9000 | 9000 | 9000 | 9000 | 9000 | 9000 | 9000 | 9000 | 9000 | 9000 | 9000 | 9000 | 9000 | 9000 | 9000 | 9000 | 9000 | 9000 | 9000 | 9000 | 9000 | 9000 | 9000 | 9000 | 9000 | 9000 | 9000 | 9000 | 9000 | 9000 | 9000 | 9000 | 9000 | 9000 | 9000 | 9000 | 9000 | 9000 | 9000 | 9000 | 9000 | 9000 | 9000 | 9000 | 9000 | 9000 | 9000 | 9000 | 9000 | 9000 | 8000 | 143 | 143 | 143 | 246.74 | 246.74 | 206.04 | 506.96 | 506.95 | 190.97 | 190.97 | 424.84 | 425.9 | 425.9 | 196.54 | 196.54 | 145.57 | 132.62 | 193.76 | 193.76 | 79.19 | 125.79 | 54.19 | 59.7 | 0 | 121.14 | 26.6 | 8000 | 8000 | 8000 | 8000 | 8000 | 8000 | 8000 | 8000 | 8000 | 8000 | 8000 | 8000 | 8000 | 8000 | 8000 | 8000 | 8000 | 108.19 | 108.18 | 108.17 | 40.96 | 0 | 0 | 75.91 | 75.91 | 51.59 | 111.57 | 0 | 48.65 | 71.88 | 98.17 | 98.17 | 98.17 | 98.17 | 98.17 | 98.17 | 47.53 | 108.86 | 83.15 | 83.15 | 108.86 | 0 | 77.63 | 77.64 | 331.49 | 7000 | 0 | 0 | 0 | 0
05/07/25 18:30 | 15000 | 15000 | 15000 | 9000 | 9000 | 9000 | 9000 | 9000 | 9000 | 9000 | 9000 | 9000 | 9000 | 9000 | 9000 | 9000 | 9000 | 9000 | 9000 | 9000 | 9000 | 9000 | 9000 | 9000 | 9000 | 9000 | 9000 | 9000 | 9000 | 9000 | 9000 | 9000 | 9000 | 9000 | 9000 | 9000 | 9000 | 9000 | 9000 | 9000 | 9000 | 9000 | 9000 | 9000 | 9000 | 9000 | 9000 | 9000 | 9000 | 9000 | 9000 | 9000 | 9000 | 9000 | 9000 | 9000 | 9000 | 9000 | 9000 | 9000 | 9000 | 9000 | 9000 | 9000 | 9000 | 9000 | 9000 | 9000 | 9000 | 9000 | 9000 | 9000 | 9000 | 9000 | 9000 | 9000 | 9000 | 9000 | 9000 | 9000 | 9000 | 9000 | 9000 | 9000 | 9000 | 9000 | 9000 | 9000 | 9000 | 9000 | 9000 | 9000 | 9000 | 9000 | 9000 | 9000 | 9000 | 9000 | 9000 | 9000 | 9000 | 9000 | 9000 | 9000 | 9000 | 9000 | 9000 | 9000 | 9000 | 9000 | 9000 | 9000 | 9000 | 9000 | 9000 | 9000 | 9000 | 9000 | 9000 | 9000 | 9000 | 9000 | 9000 | 9000 | 9000 | 9000 | 9000 | 9000 | 9000 | 9000 | 9000 | 9000 | 9000 | 9000 | 9000 | 9000 | 9000 | 9000 | 9000 | 9000 | 9000 | 9000 | 9000 | 9000 | 9000 | 9000 | 9000 | 9000 | 9000 | 9000 | 9000 | 9000 | 9000 | 9000 | 9000 | 9000 | 9000 | 9000 | 9000 | 9000 | 9000 | 9000 | 9000 | 9000 | 9000 | 9000 | 9000 | 9000 | 9000 | 9000 | 9000 | 9000 | 9000 | 9000 | 9000 | 9000 | 9000 | 9000 | 9000 | 9000 | 9000 | 9000 | 9000 | 9000 | 9000 | 9000 | 9000 | 9000 | 9000 | 9000 | 9000 | 9000 | 9000 | 9000 | 9000 | 9000 | 9000 | 9000 | 9000 | 9000 | 9000 | 9000 | 9000 | 9000 | 9000 | 9000 | 9000 | 9000 | 9000 | 9000 | 9000 | 8000 | 143 | 143 | 143 | 246.74 | 246.74 | 206.04 | 506.96 | 506.95 | 190.97 | 190.97 | 424.84 | 425.9 | 425.9 | 196.54 | 196.54 | 145.57 | 132.62 | 193.76 | 193.76 | 79.19 | 125.79 | 54.19 | 59.7 | 0 | 121.14 | 26.6 | 8000 | 8000 | 8000 | 8000 | 8000 | 8000 | 8000 | 8000 | 8000 | 8000 | 8000 | 8000 | 8000 | 8000 | 8000 | 8000 | 8000 | 108.19 | 108.18 | 108.17 | 40.96 | 0 | 0 | 75.91 | 75.91 | 51.59 | 111.57 | 0 | 48.65 | 71.88 | 98.17 | 98.17 | 98.17 | 98.17 | 98.17 | 98.17 | 47.53 | 108.86 | 83.15 | 83.15 | 108.86 | 0 | 77.63 | 77.64 | 331.49 | 7000 | 0 | 0 | 0 | 0
05/07/25 19:00 | 15000 | 15000 | 15000 | 9000 | 9000 | 9000 | 9000 | 9000 | 9000 | 9000 | 9000 | 9000 | 9000 | 9000 | 9000 | 9000 | 9000 | 9000 | 9000 | 9000 | 9000 | 9000 | 9000 | 9000 | 9000 | 9000 | 9000 | 9000 | 9000 | 9000 | 9000 | 9000 | 9000 | 9000 | 9000 | 9000 | 9000 | 9000 | 9000 | 9000 | 9000 | 9000 | 9000 | 9000 | 9000 | 9000 | 9000 | 9000 | 9000 | 9000 | 9000 | 9000 | 9000 | 9000 | 9000 | 9000 | 9000 | 9000 | 9000 | 9000 | 9000 | 9000 | 9000 | 9000 | 9000 | 9000 | 9000 | 9000 | 9000 | 9000 | 9000 | 9000 | 9000 | 9000 | 9000 | 9000 | 9000 | 9000 | 9000 | 9000 | 9000 | 9000 | 9000 | 9000 | 9000 | 9000 | 9000 | 9000 | 9000 | 9000 | 9000 | 9000 | 9000 | 9000 | 9000 | 9000 | 9000 | 9000 | 9000 | 9000 | 9000 | 9000 | 9000 | 9000 | 9000 | 9000 | 9000 | 9000 | 9000 | 9000 | 9000 | 9000 | 9000 | 9000 | 9000 | 9000 | 9000 | 9000 | 9000 | 9000 | 9000 | 9000 | 9000 | 9000 | 9000 | 9000 | 9000 | 9000 | 9000 | 9000 | 9000 | 9000 | 9000 | 9000 | 9000 | 9000 | 9000 | 9000 | 9000 | 9000 | 9000 | 9000 | 9000 | 9000 | 9000 | 9000 | 9000 | 9000 | 9000 | 9000 | 9000 | 9000 | 9000 | 9000 | 9000 | 9000 | 9000 | 9000 | 9000 | 9000 | 9000 | 9000 | 9000 | 9000 | 9000 | 9000 | 9000 | 9000 | 9000 | 9000 | 9000 | 9000 | 9000 | 9000 | 9000 | 9000 | 9000 | 9000 | 9000 | 9000 | 9000 | 9000 | 9000 | 9000 | 9000 | 9000 | 9000 | 9000 | 9000 | 9000 | 9000 | 9000 | 9000 | 9000 | 9000 | 9000 | 9000 | 9000 | 9000 | 9000 | 9000 | 9000 | 9000 | 9000 | 9000 | 9000 | 9000 | 9000 | 9000 | 9000 | 9000 | 8000 | 143 | 143 | 143 | 246.74 | 246.74 | 206.04 | 506.96 | 506.95 | 190.97 | 190.97 | 424.84 | 425.9 | 425.9 | 196.54 | 196.54 | 145.57 | 132.62 | 193.76 | 193.76 | 79.19 | 125.79 | 54.19 | 59.7 | 0 | 121.14 | 26.6 | 8000 | 8000 | 8000 | 8000 | 8000 | 8000 | 8000 | 8000 | 8000 | 8000 | 8000 | 8000 | 8000 | 8000 | 8000 | 8000 | 8000 | 108.19 | 108.18 | 108.17 | 40.96 | 0 | 0 | 75.91 | 75.91 | 51.59 | 111.57 | 0 | 48.65 | 71.88 | 98.17 | 98.17 | 98.17 | 98.17 | 98.17 | 98.17 | 47.53 | 108.86 | 83.15 | 83.15 | 108.86 | 0 | 77.63 | 77.64 | 331.49 | 7000 | 0 | 0 | 0 | 0
05/07/25 19:30 | 15000 | 15000 | 15000 | 9000 | 9000 | 9000 | 9000 | 9000 | 9000 | 9000 | 9000 | 9000 | 9000 | 9000 | 9000 | 9000 | 9000 | 9000 | 9000 | 9000 | 9000 | 9000 | 9000 | 9000 | 9000 | 9000 | 9000 | 9000 | 9000 | 9000 | 9000 | 9000 | 9000 | 9000 | 9000 | 9000 | 9000 | 9000 | 9000 | 9000 | 9000 | 9000 | 9000 | 9000 | 9000 | 9000 | 9000 | 9000 | 9000 | 9000 | 9000 | 9000 | 9000 | 9000 | 9000 | 9000 | 9000 | 9000 | 9000 | 9000 | 9000 | 9000 | 9000 | 9000 | 9000 | 9000 | 9000 | 9000 | 9000 | 9000 | 9000 | 9000 | 9000 | 9000 | 9000 | 9000 | 9000 | 9000 | 9000 | 9000 | 9000 | 9000 | 9000 | 9000 | 9000 | 9000 | 9000 | 9000 | 9000 | 9000 | 9000 | 9000 | 9000 | 9000 | 9000 | 9000 | 9000 | 9000 | 9000 | 9000 | 9000 | 9000 | 9000 | 9000 | 9000 | 9000 | 9000 | 9000 | 9000 | 9000 | 9000 | 9000 | 9000 | 9000 | 9000 | 9000 | 9000 | 9000 | 9000 | 9000 | 9000 | 9000 | 9000 | 9000 | 9000 | 9000 | 9000 | 9000 | 9000 | 9000 | 9000 | 9000 | 9000 | 9000 | 9000 | 9000 | 9000 | 9000 | 9000 | 9000 | 9000 | 9000 | 9000 | 9000 | 9000 | 9000 | 9000 | 9000 | 9000 | 9000 | 9000 | 9000 | 9000 | 9000 | 9000 | 9000 | 9000 | 9000 | 9000 | 9000 | 9000 | 9000 | 9000 | 9000 | 9000 | 9000 | 9000 | 9000 | 9000 | 9000 | 9000 | 9000 | 9000 | 9000 | 9000 | 9000 | 9000 | 9000 | 9000 | 9000 | 9000 | 9000 | 9000 | 9000 | 9000 | 9000 | 9000 | 9000 | 9000 | 9000 | 9000 | 9000 | 9000 | 9000 | 9000 | 9000 | 9000 | 9000 | 9000 | 9000 | 9000 | 9000 | 9000 | 9000 | 9000 | 9000 | 9000 | 9000 | 9000 | 9000 | 9000 | 8000 | 143 | 143 | 143 | 246.74 | 246.74 | 206.04 | 506.96 | 506.95 | 190.97 | 190.97 | 424.84 | 425.9 | 425.9 | 196.54 | 196.54 | 145.57 | 132.62 | 193.76 | 193.76 | 79.19 | 125.79 | 54.19 | 59.7 | 0 | 121.14 | 26.6 | 8000 | 8000 | 8000 | 8000 | 8000 | 8000 | 8000 | 8000 | 8000 | 8000 | 8000 | 8000 | 8000 | 8000 | 8000 | 8000 | 8000 | 108.19 | 108.18 | 108.17 | 40.96 | 0 | 0 | 75.91 | 75.91 | 51.59 | 111.57 | 0 | 48.65 | 71.88 | 98.17 | 98.17 | 98.17 | 98.17 | 98.17 | 98.17 | 47.53 | 108.86 | 83.15 | 83.15 | 108.86 | 0 | 77.63 | 77.64 | 331.49 | 7000 | 0 | 0 | 0 | 0
05/07/25 20:00 | 15000 | 15000 | 15000 | 9000 | 9000 | 9000 | 9000 | 9000 | 9000 | 9000 | 9000 | 9000 | 9000 | 9000 | 9000 | 9000 | 9000 | 9000 | 9000 | 9000 | 9000 | 9000 | 9000 | 9000 | 9000 | 9000 | 9000 | 9000 | 9000 | 9000 | 9000 | 9000 | 9000 | 9000 | 9000 | 9000 | 9000 | 9000 | 9000 | 9000 | 9000 | 9000 | 9000 | 9000 | 9000 | 9000 | 9000 | 9000 | 9000 | 9000 | 9000 | 9000 | 9000 | 9000 | 9000 | 9000 | 9000 | 9000 | 9000 | 9000 | 9000 | 9000 | 9000 | 9000 | 9000 | 9000 | 9000 | 9000 | 9000 | 9000 | 9000 | 9000 | 9000 | 9000 | 9000 | 9000 | 9000 | 9000 | 9000 | 9000 | 9000 | 9000 | 9000 | 9000 | 9000 | 9000 | 9000 | 9000 | 9000 | 9000 | 9000 | 9000 | 9000 | 9000 | 9000 | 9000 | 9000 | 9000 | 9000 | 9000 | 9000 | 9000 | 9000 | 9000 | 9000 | 9000 | 9000 | 9000 | 9000 | 9000 | 9000 | 9000 | 9000 | 9000 | 9000 | 9000 | 9000 | 9000 | 9000 | 9000 | 9000 | 9000 | 9000 | 9000 | 9000 | 9000 | 9000 | 9000 | 9000 | 9000 | 9000 | 9000 | 9000 | 9000 | 9000 | 9000 | 9000 | 9000 | 9000 | 9000 | 9000 | 9000 | 9000 | 9000 | 9000 | 9000 | 9000 | 9000 | 9000 | 9000 | 9000 | 9000 | 9000 | 9000 | 9000 | 9000 | 9000 | 9000 | 9000 | 9000 | 9000 | 9000 | 9000 | 9000 | 9000 | 9000 | 9000 | 9000 | 9000 | 9000 | 9000 | 9000 | 9000 | 9000 | 9000 | 9000 | 9000 | 9000 | 9000 | 9000 | 9000 | 9000 | 9000 | 9000 | 9000 | 9000 | 9000 | 9000 | 9000 | 9000 | 9000 | 9000 | 9000 | 9000 | 9000 | 9000 | 9000 | 9000 | 9000 | 9000 | 9000 | 9000 | 9000 | 9000 | 9000 | 9000 | 9000 | 9000 | 9000 | 9000 | 9000 | 8000 | 143 | 143 | 143 | 246.74 | 246.74 | 206.04 | 506.96 | 506.95 | 190.97 | 190.97 | 424.84 | 425.9 | 425.9 | 196.54 | 196.54 | 145.57 | 132.62 | 193.76 | 193.76 | 79.19 | 125.79 | 54.19 | 59.7 | 0 | 121.14 | 26.6 | 8000 | 8000 | 8000 | 8000 | 8000 | 8000 | 8000 | 8000 | 8000 | 8000 | 8000 | 8000 | 8000 | 8000 | 8000 | 8000 | 8000 | 108.19 | 108.18 | 108.17 | 40.96 | 0 | 0 | 75.91 | 75.91 | 51.59 | 111.57 | 0 | 48.65 | 71.88 | 98.17 | 98.17 | 98.17 | 98.17 | 98.17 | 98.17 | 47.53 | 108.86 | 83.15 | 83.15 | 108.86 | 0 | 77.63 | 77.64 | 331.49 | 7000 | 0 | 0 | 0 | 0
05/07/25 20:30 | 15000 | 15000 | 15000 | 9000 | 9000 | 9000 | 9000 | 9000 | 9000 | 9000 | 9000 | 9000 | 9000 | 9000 | 9000 | 9000 | 9000 | 9000 | 9000 | 9000 | 9000 | 9000 | 9000 | 9000 | 9000 | 9000 | 9000 | 9000 | 9000 | 9000 | 9000 | 9000 | 9000 | 9000 | 9000 | 9000 | 9000 | 9000 | 9000 | 9000 | 9000 | 9000 | 9000 | 9000 | 9000 | 9000 | 9000 | 9000 | 9000 | 9000 | 9000 | 9000 | 9000 | 9000 | 9000 | 9000 | 9000 | 9000 | 9000 | 9000 | 9000 | 9000 | 9000 | 9000 | 9000 | 9000 | 9000 | 9000 | 9000 | 9000 | 9000 | 9000 | 9000 | 9000 | 9000 | 9000 | 9000 | 9000 | 9000 | 9000 | 9000 | 9000 | 9000 | 9000 | 9000 | 9000 | 9000 | 9000 | 9000 | 9000 | 9000 | 9000 | 9000 | 9000 | 9000 | 9000 | 9000 | 9000 | 9000 | 9000 | 9000 | 9000 | 9000 | 9000 | 9000 | 9000 | 9000 | 9000 | 9000 | 9000 | 9000 | 9000 | 9000 | 9000 | 9000 | 9000 | 9000 | 9000 | 9000 | 9000 | 9000 | 9000 | 9000 | 9000 | 9000 | 9000 | 9000 | 9000 | 9000 | 9000 | 9000 | 9000 | 9000 | 9000 | 9000 | 9000 | 9000 | 9000 | 9000 | 9000 | 9000 | 9000 | 9000 | 9000 | 9000 | 9000 | 9000 | 9000 | 9000 | 9000 | 9000 | 9000 | 9000 | 9000 | 9000 | 9000 | 9000 | 9000 | 9000 | 9000 | 9000 | 9000 | 9000 | 9000 | 9000 | 9000 | 9000 | 9000 | 9000 | 9000 | 9000 | 9000 | 9000 | 9000 | 9000 | 9000 | 9000 | 9000 | 9000 | 9000 | 9000 | 9000 | 9000 | 9000 | 9000 | 9000 | 9000 | 9000 | 9000 | 9000 | 9000 | 9000 | 9000 | 9000 | 9000 | 9000 | 9000 | 9000 | 9000 | 9000 | 9000 | 9000 | 9000 | 9000 | 9000 | 9000 | 9000 | 9000 | 9000 | 9000 | 9000 | 8000 | 143 | 143 | 143 | 246.74 | 246.74 | 206.04 | 506.96 | 506.95 | 190.97 | 190.97 | 424.84 | 425.9 | 425.9 | 196.54 | 196.54 | 145.57 | 132.62 | 193.76 | 193.76 | 79.19 | 125.79 | 54.19 | 59.7 | 0 | 121.14 | 26.6 | 8000 | 8000 | 8000 | 8000 | 8000 | 8000 | 8000 | 8000 | 8000 | 8000 | 8000 | 8000 | 8000 | 8000 | 8000 | 8000 | 8000 | 108.19 | 108.18 | 108.17 | 40.96 | 0 | 0 | 75.91 | 75.91 | 51.59 | 111.57 | 0 | 48.65 | 71.88 | 98.17 | 98.17 | 98.17 | 98.17 | 98.17 | 98.17 | 47.53 | 108.86 | 83.15 | 83.15 | 108.86 | 0 | 77.63 | 77.64 | 331.49 | 7000 | 0 | 0 | 0 | 0
05/07/25 21:00 | 15000 | 15000 | 15000 | 9000 | 9000 | 9000 | 9000 | 9000 | 9000 | 9000 | 9000 | 9000 | 9000 | 9000 | 9000 | 9000 | 9000 | 9000 | 9000 | 9000 | 9000 | 9000 | 9000 | 9000 | 9000 | 9000 | 9000 | 9000 | 9000 | 9000 | 9000 | 9000 | 9000 | 9000 | 9000 | 9000 | 9000 | 9000 | 9000 | 9000 | 9000 | 9000 | 9000 | 9000 | 9000 | 9000 | 9000 | 9000 | 9000 | 9000 | 9000 | 9000 | 9000 | 9000 | 9000 | 9000 | 9000 | 9000 | 9000 | 9000 | 9000 | 9000 | 9000 | 9000 | 9000 | 9000 | 9000 | 9000 | 9000 | 9000 | 9000 | 9000 | 9000 | 9000 | 9000 | 9000 | 9000 | 9000 | 9000 | 9000 | 9000 | 9000 | 9000 | 9000 | 9000 | 9000 | 9000 | 9000 | 9000 | 9000 | 9000 | 9000 | 9000 | 9000 | 9000 | 9000 | 9000 | 9000 | 9000 | 9000 | 9000 | 9000 | 9000 | 9000 | 9000 | 9000 | 9000 | 9000 | 9000 | 9000 | 9000 | 9000 | 9000 | 9000 | 9000 | 9000 | 9000 | 9000 | 9000 | 9000 | 9000 | 9000 | 9000 | 9000 | 9000 | 9000 | 9000 | 9000 | 9000 | 9000 | 9000 | 9000 | 9000 | 9000 | 9000 | 9000 | 9000 | 9000 | 9000 | 9000 | 9000 | 9000 | 9000 | 9000 | 9000 | 9000 | 9000 | 9000 | 9000 | 9000 | 9000 | 9000 | 9000 | 9000 | 9000 | 9000 | 9000 | 9000 | 9000 | 9000 | 9000 | 9000 | 9000 | 9000 | 9000 | 9000 | 9000 | 9000 | 9000 | 9000 | 9000 | 9000 | 9000 | 9000 | 9000 | 9000 | 9000 | 9000 | 9000 | 9000 | 9000 | 9000 | 9000 | 9000 | 9000 | 9000 | 9000 | 9000 | 9000 | 9000 | 9000 | 9000 | 9000 | 9000 | 9000 | 9000 | 9000 | 9000 | 9000 | 9000 | 9000 | 9000 | 9000 | 9000 | 9000 | 9000 | 9000 | 9000 | 9000 | 9000 | 9000 | 8000 | 143 | 143 | 143 | 246.74 | 246.74 | 206.04 | 506.96 | 506.95 | 190.97 | 190.97 | 424.84 | 425.9 | 425.9 | 196.54 | 196.54 | 145.57 | 132.62 | 193.76 | 193.76 | 79.19 | 125.79 | 54.19 | 59.7 | 0 | 121.14 | 26.6 | 8000 | 8000 | 8000 | 8000 | 8000 | 8000 | 8000 | 8000 | 8000 | 8000 | 8000 | 8000 | 8000 | 8000 | 8000 | 8000 | 8000 | 108.19 | 108.18 | 108.17 | 40.96 | 0 | 0 | 75.91 | 75.91 | 51.59 | 111.57 | 0 | 48.65 | 71.88 | 98.17 | 98.17 | 98.17 | 98.17 | 98.17 | 98.17 | 47.53 | 108.86 | 83.15 | 83.15 | 108.86 | 0 | 77.63 | 77.64 | 331.49 | 7000 | 0 | 0 | 0 | 0
05/07/25 21:30 | 15000 | 15000 | 15000 | 9000 | 9000 | 9000 | 9000 | 9000 | 9000 | 9000 | 9000 | 9000 | 9000 | 9000 | 9000 | 9000 | 9000 | 9000 | 9000 | 9000 | 9000 | 9000 | 9000 | 9000 | 9000 | 9000 | 9000 | 9000 | 9000 | 9000 | 9000 | 9000 | 9000 | 9000 | 9000 | 9000 | 9000 | 9000 | 9000 | 9000 | 9000 | 9000 | 9000 | 9000 | 9000 | 9000 | 9000 | 9000 | 9000 | 9000 | 9000 | 9000 | 9000 | 9000 | 9000 | 9000 | 9000 | 9000 | 9000 | 9000 | 9000 | 9000 | 9000 | 9000 | 9000 | 9000 | 9000 | 9000 | 9000 | 9000 | 9000 | 9000 | 9000 | 9000 | 9000 | 9000 | 9000 | 9000 | 9000 | 9000 | 9000 | 9000 | 9000 | 9000 | 9000 | 9000 | 9000 | 9000 | 9000 | 9000 | 9000 | 9000 | 9000 | 9000 | 9000 | 9000 | 9000 | 9000 | 9000 | 9000 | 9000 | 9000 | 9000 | 9000 | 9000 | 9000 | 9000 | 9000 | 9000 | 9000 | 9000 | 9000 | 9000 | 9000 | 9000 | 9000 | 9000 | 9000 | 9000 | 9000 | 9000 | 9000 | 9000 | 9000 | 9000 | 9000 | 9000 | 9000 | 9000 | 9000 | 9000 | 9000 | 9000 | 9000 | 9000 | 9000 | 9000 | 9000 | 9000 | 9000 | 9000 | 9000 | 9000 | 9000 | 9000 | 9000 | 9000 | 9000 | 9000 | 9000 | 9000 | 9000 | 9000 | 9000 | 9000 | 9000 | 9000 | 9000 | 9000 | 9000 | 9000 | 9000 | 9000 | 9000 | 9000 | 9000 | 9000 | 9000 | 9000 | 9000 | 9000 | 9000 | 9000 | 9000 | 9000 | 9000 | 9000 | 9000 | 9000 | 9000 | 9000 | 9000 | 9000 | 9000 | 9000 | 9000 | 9000 | 9000 | 9000 | 9000 | 9000 | 9000 | 9000 | 9000 | 9000 | 9000 | 9000 | 9000 | 9000 | 9000 | 9000 | 9000 | 9000 | 9000 | 9000 | 9000 | 9000 | 9000 | 9000 | 9000 | 9000 | 8000 | 143 | 143 | 143 | 246.74 | 246.74 | 206.04 | 506.96 | 506.95 | 190.97 | 190.97 | 424.84 | 425.9 | 425.9 | 196.54 | 196.54 | 145.57 | 132.62 | 193.76 | 193.76 | 79.19 | 125.79 | 54.19 | 59.7 | 0 | 121.14 | 26.6 | 8000 | 8000 | 8000 | 8000 | 8000 | 8000 | 8000 | 8000 | 8000 | 8000 | 8000 | 8000 | 8000 | 8000 | 8000 | 8000 | 8000 | 108.19 | 108.18 | 108.17 | 40.96 | 0 | 0 | 75.91 | 75.91 | 51.59 | 111.57 | 0 | 48.65 | 71.88 | 98.17 | 98.17 | 98.17 | 98.17 | 98.17 | 98.17 | 47.53 | 108.86 | 83.15 | 83.15 | 108.86 | 0 | 77.63 | 77.64 | 331.49 | 7000 | 0 | 0 | 0 | 0
05/07/25 22:00 | 15000 | 15000 | 15000 | 9000 | 9000 | 9000 | 9000 | 9000 | 9000 | 9000 | 9000 | 9000 | 9000 | 9000 | 9000 | 9000 | 9000 | 9000 | 9000 | 9000 | 9000 | 9000 | 9000 | 9000 | 9000 | 9000 | 9000 | 9000 | 9000 | 9000 | 9000 | 9000 | 9000 | 9000 | 9000 | 9000 | 9000 | 9000 | 9000 | 9000 | 9000 | 9000 | 9000 | 9000 | 9000 | 9000 | 9000 | 9000 | 9000 | 9000 | 9000 | 9000 | 9000 | 9000 | 9000 | 9000 | 9000 | 9000 | 9000 | 9000 | 9000 | 9000 | 9000 | 9000 | 9000 | 9000 | 9000 | 9000 | 9000 | 9000 | 9000 | 9000 | 9000 | 9000 | 9000 | 9000 | 9000 | 9000 | 9000 | 9000 | 9000 | 9000 | 9000 | 9000 | 9000 | 9000 | 9000 | 9000 | 9000 | 9000 | 9000 | 9000 | 9000 | 9000 | 9000 | 9000 | 9000 | 9000 | 9000 | 9000 | 9000 | 9000 | 9000 | 9000 | 9000 | 9000 | 9000 | 9000 | 9000 | 9000 | 9000 | 9000 | 9000 | 9000 | 9000 | 9000 | 9000 | 9000 | 9000 | 9000 | 9000 | 9000 | 9000 | 9000 | 9000 | 9000 | 9000 | 9000 | 9000 | 9000 | 9000 | 9000 | 9000 | 9000 | 9000 | 9000 | 9000 | 9000 | 9000 | 9000 | 9000 | 9000 | 9000 | 9000 | 9000 | 9000 | 9000 | 9000 | 9000 | 9000 | 9000 | 9000 | 9000 | 9000 | 9000 | 9000 | 9000 | 9000 | 9000 | 9000 | 9000 | 9000 | 9000 | 9000 | 9000 | 9000 | 9000 | 9000 | 9000 | 9000 | 9000 | 9000 | 9000 | 9000 | 9000 | 9000 | 9000 | 9000 | 9000 | 9000 | 9000 | 9000 | 9000 | 9000 | 9000 | 9000 | 9000 | 9000 | 9000 | 9000 | 9000 | 9000 | 9000 | 9000 | 9000 | 9000 | 9000 | 9000 | 9000 | 9000 | 9000 | 9000 | 9000 | 9000 | 9000 | 9000 | 9000 | 9000 | 9000 | 9000 | 9000 | 8000 | 143 | 143 | 143 | 246.74 | 246.74 | 206.04 | 506.96 | 506.95 | 190.97 | 190.97 | 424.84 | 425.9 | 425.9 | 196.54 | 196.54 | 145.57 | 132.62 | 193.76 | 193.76 | 79.19 | 125.79 | 54.19 | 59.7 | 0 | 121.14 | 26.6 | 8000 | 8000 | 8000 | 8000 | 8000 | 8000 | 8000 | 8000 | 8000 | 8000 | 8000 | 8000 | 8000 | 8000 | 8000 | 8000 | 8000 | 108.19 | 108.18 | 108.17 | 40.96 | 0 | 0 | 75.91 | 75.91 | 51.59 | 111.57 | 0 | 48.65 | 71.88 | 98.17 | 98.17 | 98.17 | 98.17 | 98.17 | 98.17 | 47.53 | 108.86 | 83.15 | 83.15 | 108.86 | 0 | 77.63 | 77.64 | 331.49 | 7000 | 0 | 0 | 0 | 0
05/07/25 22:30 | 15000 | 15000 | 15000 | 9000 | 9000 | 9000 | 9000 | 9000 | 9000 | 9000 | 9000 | 9000 | 9000 | 9000 | 9000 | 9000 | 9000 | 9000 | 9000 | 9000 | 9000 | 9000 | 9000 | 9000 | 9000 | 9000 | 9000 | 9000 | 9000 | 9000 | 9000 | 9000 | 9000 | 9000 | 9000 | 9000 | 9000 | 9000 | 9000 | 9000 | 9000 | 9000 | 9000 | 9000 | 9000 | 9000 | 9000 | 9000 | 9000 | 9000 | 9000 | 9000 | 9000 | 9000 | 9000 | 9000 | 9000 | 9000 | 9000 | 9000 | 9000 | 9000 | 9000 | 9000 | 9000 | 9000 | 9000 | 9000 | 9000 | 9000 | 9000 | 9000 | 9000 | 9000 | 9000 | 9000 | 9000 | 9000 | 9000 | 9000 | 9000 | 9000 | 9000 | 9000 | 9000 | 9000 | 9000 | 9000 | 9000 | 9000 | 9000 | 9000 | 9000 | 9000 | 9000 | 9000 | 9000 | 9000 | 9000 | 9000 | 9000 | 9000 | 9000 | 9000 | 9000 | 9000 | 9000 | 9000 | 9000 | 9000 | 9000 | 9000 | 9000 | 9000 | 9000 | 9000 | 9000 | 9000 | 9000 | 9000 | 9000 | 9000 | 9000 | 9000 | 9000 | 9000 | 9000 | 9000 | 9000 | 9000 | 9000 | 9000 | 9000 | 9000 | 9000 | 9000 | 9000 | 9000 | 9000 | 9000 | 9000 | 9000 | 9000 | 9000 | 9000 | 9000 | 9000 | 9000 | 9000 | 9000 | 9000 | 9000 | 9000 | 9000 | 9000 | 9000 | 9000 | 9000 | 9000 | 9000 | 9000 | 9000 | 9000 | 9000 | 9000 | 9000 | 9000 | 9000 | 9000 | 9000 | 9000 | 9000 | 9000 | 9000 | 9000 | 9000 | 9000 | 9000 | 9000 | 9000 | 9000 | 9000 | 9000 | 9000 | 9000 | 9000 | 9000 | 9000 | 9000 | 9000 | 9000 | 9000 | 9000 | 9000 | 9000 | 9000 | 9000 | 9000 | 9000 | 9000 | 9000 | 9000 | 9000 | 9000 | 9000 | 9000 | 9000 | 9000 | 9000 | 9000 | 9000 | 8000 | 143 | 143 | 143 | 246.74 | 246.74 | 206.04 | 506.96 | 506.95 | 190.97 | 190.97 | 424.84 | 425.9 | 425.9 | 196.54 | 196.54 | 145.57 | 132.62 | 193.76 | 193.76 | 79.19 | 125.79 | 54.19 | 59.7 | 0 | 121.14 | 26.6 | 8000 | 8000 | 8000 | 8000 | 8000 | 8000 | 8000 | 8000 | 8000 | 8000 | 8000 | 8000 | 8000 | 8000 | 8000 | 8000 | 8000 | 108.19 | 108.18 | 108.17 | 40.96 | 0 | 0 | 75.91 | 75.91 | 51.59 | 111.57 | 0 | 48.65 | 71.88 | 98.17 | 98.17 | 98.17 | 98.17 | 98.17 | 98.17 | 47.53 | 108.86 | 83.15 | 83.15 | 108.86 | 0 | 77.63 | 77.64 | 331.49 | 7000 | 0 | 0 | 0 | 0
05/07/25 23:00 | 15000 | 15000 | 15000 | 9000 | 9000 | 9000 | 9000 | 9000 | 9000 | 9000 | 9000 | 9000 | 9000 | 9000 | 9000 | 9000 | 9000 | 9000 | 9000 | 9000 | 9000 | 9000 | 9000 | 9000 | 9000 | 9000 | 9000 | 9000 | 9000 | 9000 | 9000 | 9000 | 9000 | 9000 | 9000 | 9000 | 9000 | 9000 | 9000 | 9000 | 9000 | 9000 | 9000 | 9000 | 9000 | 9000 | 9000 | 9000 | 9000 | 9000 | 9000 | 9000 | 9000 | 9000 | 9000 | 9000 | 9000 | 9000 | 9000 | 9000 | 9000 | 9000 | 9000 | 9000 | 9000 | 9000 | 9000 | 9000 | 9000 | 9000 | 9000 | 9000 | 9000 | 9000 | 9000 | 9000 | 9000 | 9000 | 9000 | 9000 | 9000 | 9000 | 9000 | 9000 | 9000 | 9000 | 9000 | 9000 | 9000 | 9000 | 9000 | 9000 | 9000 | 9000 | 9000 | 9000 | 9000 | 9000 | 9000 | 9000 | 9000 | 9000 | 9000 | 9000 | 9000 | 9000 | 9000 | 9000 | 9000 | 9000 | 9000 | 9000 | 9000 | 9000 | 9000 | 9000 | 9000 | 9000 | 9000 | 9000 | 9000 | 9000 | 9000 | 9000 | 9000 | 9000 | 9000 | 9000 | 9000 | 9000 | 9000 | 9000 | 9000 | 9000 | 9000 | 9000 | 9000 | 9000 | 9000 | 9000 | 9000 | 9000 | 9000 | 9000 | 9000 | 9000 | 9000 | 9000 | 9000 | 9000 | 9000 | 9000 | 9000 | 9000 | 9000 | 9000 | 9000 | 9000 | 9000 | 9000 | 9000 | 9000 | 9000 | 9000 | 9000 | 9000 | 9000 | 9000 | 9000 | 9000 | 9000 | 9000 | 9000 | 9000 | 9000 | 9000 | 9000 | 9000 | 9000 | 9000 | 9000 | 9000 | 9000 | 9000 | 9000 | 9000 | 9000 | 9000 | 9000 | 9000 | 9000 | 9000 | 9000 | 9000 | 9000 | 9000 | 9000 | 9000 | 9000 | 9000 | 9000 | 9000 | 9000 | 9000 | 9000 | 9000 | 9000 | 9000 | 9000 | 9000 | 9000 | 8000 | 143 | 143 | 143 | 246.74 | 246.74 | 206.04 | 506.96 | 506.95 | 190.97 | 190.97 | 424.84 | 425.9 | 425.9 | 196.54 | 196.54 | 145.57 | 132.62 | 193.76 | 193.76 | 79.19 | 125.79 | 54.19 | 59.7 | 0 | 121.14 | 26.6 | 8000 | 8000 | 8000 | 8000 | 8000 | 8000 | 8000 | 8000 | 8000 | 8000 | 8000 | 8000 | 8000 | 8000 | 8000 | 8000 | 8000 | 108.19 | 108.18 | 108.17 | 40.96 | 0 | 0 | 75.91 | 75.91 | 51.59 | 111.57 | 0 | 48.65 | 71.88 | 98.17 | 98.17 | 98.17 | 98.17 | 98.17 | 98.17 | 47.53 | 108.86 | 83.15 | 83.15 | 108.86 | 0 | 77.63 | 77.64 | 331.49 | 7000 | 0 | 0 | 0 | 0
05/07/25 23:30 | 15000 | 15000 | 15000 | 9000 | 9000 | 9000 | 9000 | 9000 | 9000 | 9000 | 9000 | 9000 | 9000 | 9000 | 9000 | 9000 | 9000 | 9000 | 9000 | 9000 | 9000 | 9000 | 9000 | 9000 | 9000 | 9000 | 9000 | 9000 | 9000 | 9000 | 9000 | 9000 | 9000 | 9000 | 9000 | 9000 | 9000 | 9000 | 9000 | 9000 | 9000 | 9000 | 9000 | 9000 | 9000 | 9000 | 9000 | 9000 | 9000 | 9000 | 9000 | 9000 | 9000 | 9000 | 9000 | 9000 | 9000 | 9000 | 9000 | 9000 | 9000 | 9000 | 9000 | 9000 | 9000 | 9000 | 9000 | 9000 | 9000 | 9000 | 9000 | 9000 | 9000 | 9000 | 9000 | 9000 | 9000 | 9000 | 9000 | 9000 | 9000 | 9000 | 9000 | 9000 | 9000 | 9000 | 9000 | 9000 | 9000 | 9000 | 9000 | 9000 | 9000 | 9000 | 9000 | 9000 | 9000 | 9000 | 9000 | 9000 | 9000 | 9000 | 9000 | 9000 | 9000 | 9000 | 9000 | 9000 | 9000 | 9000 | 9000 | 9000 | 9000 | 9000 | 9000 | 9000 | 9000 | 9000 | 9000 | 9000 | 9000 | 9000 | 9000 | 9000 | 9000 | 9000 | 9000 | 9000 | 9000 | 9000 | 9000 | 9000 | 9000 | 9000 | 9000 | 9000 | 9000 | 9000 | 9000 | 9000 | 9000 | 9000 | 9000 | 9000 | 9000 | 9000 | 9000 | 9000 | 9000 | 9000 | 9000 | 9000 | 9000 | 9000 | 9000 | 9000 | 9000 | 9000 | 9000 | 9000 | 9000 | 9000 | 9000 | 9000 | 9000 | 9000 | 9000 | 9000 | 9000 | 9000 | 9000 | 9000 | 9000 | 9000 | 9000 | 9000 | 9000 | 9000 | 9000 | 9000 | 9000 | 9000 | 9000 | 9000 | 9000 | 9000 | 9000 | 9000 | 9000 | 9000 | 9000 | 9000 | 9000 | 9000 | 9000 | 9000 | 9000 | 9000 | 9000 | 9000 | 9000 | 9000 | 9000 | 9000 | 9000 | 9000 | 9000 | 9000 | 9000 | 9000 | 9000 | 8000 | 143 | 143 | 143 | 246.74 | 246.74 | 206.04 | 506.96 | 506.95 | 190.97 | 190.97 | 424.84 | 425.9 | 425.9 | 196.54 | 196.54 | 145.57 | 132.62 | 193.76 | 193.76 | 79.19 | 125.79 | 54.19 | 59.7 | 0 | 121.14 | 26.6 | 8000 | 8000 | 8000 | 8000 | 8000 | 8000 | 8000 | 8000 | 8000 | 8000 | 8000 | 8000 | 8000 | 8000 | 8000 | 8000 | 8000 | 108.19 | 108.18 | 108.17 | 40.96 | 0 | 0 | 75.91 | 75.91 | 51.59 | 111.57 | 0 | 48.65 | 71.88 | 98.17 | 98.17 | 98.17 | 98.17 | 98.17 | 98.17 | 47.53 | 108.86 | 83.15 | 83.15 | 108.86 | 0 | 77.63 | 77.64 | 331.49 | 7000 | 0 | 0 | 0 | 0

## baseMVA
baseMVA
100